## Background and Instructions
Efficiency Power Plant
Background and Purpose | v.1.0 12/03/2013
This workbook is intended to serve as an illustrative model that shows how groups of energy efficiency measures can be bundled together to reduce energy demand, energy use in general, and ultimately the emissions that result from conventional power generation. We call the model an "Efficiency Power Plant" (EPP) because it shows that a viable alternative for meeting energy capacity needs is the accelerated adoption of energy efficiency. The model could be further developed by including emissions factors to estimate the emissions reductions and resultant air quality improvements that could occur as a result of energy efficiency improvements. The model was built using certain simplified approaches and assumptions, including:
· Typical "end uses," or ways that people and businesses use electric energy, were identified for the purposes of this model. For example, lighting is considered an "end use" because it is one of the things that electricity is used for at the end of the wires, once it is delivered to a house or business through a transmission and distribution system from a power generating station or power plant.
· Generic energy savings assumptions were associated with each end use that are based on actual program experience in Vermont and Colorado. These values, highlighted in pale yellow on the "EPP Inputs" tab, can be adjusted by the user if more specific savings values are available for a region.
· To estimate when the energy and capacity savings will occur as a result of the installed energy efficiency, a specific "load shape" is applied to each end use. These load shapes represent a distribution curve, by hour, of how much electricity each piece of equipment will draw throughout the day in typical installations, for each month of the year. The load shapes used in this model were developed for California, and suffice for illustrating how the model could work for other states and climates. If users have access to other publicly available load shape information we would appreciate it if you would let us know!
While the model is illustrative using the generic savings values and typical end uses, if developed further by defining region-specific end uses, savings estimates, load shapes, and emissions factors it could provide detailed estimates of the potential energy, capacity, and emissions impacts that energy efficiency could provide.
Guide to the Tabs
The light green tab "EPP Inputs" contains cells for the user to enter quantities of efficiency measures and, if desired, region-specific savings estimates.
The blue tabs contain output charts showing the impacts that would result from the installation of the quantities of efficiency measures that were entered into "EPP Inputs"
The grey tabs contain the data files that are used to generate the output charts.
The yellow tab contains load shape data that are used to generate hourly savings estimates for each end use.
The violet tab contains 2012 historic savings for Efficiency Vermont that were used as the base result for the EPP model.
Instructions
EPP Inputs
The typical end uses are grouped into Residential and Commercial/Industrial sectors. To estimate energy and demand savings, the only thing that the user is required to do is to enter the quantity of installed equipment for each end use. This quantity needs to be entered into the cells that are highlighted in bright yellow on the EPP Inputs tab. For example, in row 8, column B lists the end use (Refrigeration), column C lists the Representative equipment or "measure" (Recycled Refrigerator), column D lists the quantity of refrigerators that will be recycled, and column E lists the amount of electricity in kWh that will be saved for each of those refrigerators. In order to generate an estimate of the savings for recycling refrigerators, all the user needs to do is enter the quantity of refrigerators in column D. The quantity (column D) is multiplied by the savings per unit (column E) in order to calculate the total savings for each end use (column F). All of these totals are added together to derive the total energy saved every year by sector from these installations.
Monthly MWh Savings Chart
This tab shows a chart depicting the total MWh energy savings that will occur in each month based on the quantity of representative equipment that the user has entered on the EPP Inputs tab. The monthly energy savings are calculated by comparing the total annual estimated energy savings to the load shape for each measure. The load shape models when the savings are expected to occur during an average day for each month. For example, cooling savings tend to be greatest when cooling demand is the greatest - during the summer months. Hence the bar labeled C&I A/C shows more savings in July than in January. Please note that the savings values for any end use can be seen by hovering your mouse over the specific bar you are interested in.
Monthly Avg MW Savings Chart
This tab shows a chart depicting the total MW capacity savings that will occur in each month based on the quantity of representative equipment that the user has entered on the EPP Inputs tab. As above for the MWh savings, the MW savings are calculated for each month using the load shapes. Similarly to the MWh calculation for C&I A/C, the greatest MW savings occur in the summer months rather than in winter.
MW July Day Hourly Chart
The load shapes estimate average daily demand savings by hour for each month. This tab shows the hourly savings profile for each typical end use for an average July day. Note that the demand savings are greatest for lighting only because in this illustration the vast majority of savings obtained (based on the quantities entered on the EPP Inputs tab) are for lighting. Note also that the hourly demand savings vary by sector- in other words C&I lighting savings during business hours, whereas for residential they are greatest in the evening.
Data-Monthly MWh Results, Data-Monthly MW Results, and Data-MW 24 hour July Day
These tabs show the results of the calculations based on quantities installed, kWh savings, and load shapes that underlie each of the charts described above.
Load Shapes
Shows the specific load shapes used for each typical end use. The units vary between different load shapes, but in effect they simply represent ratios that describe what percentage of the total savings for a typical end use occur in the different time periods.
EVT 2012 Savings by End Use
This tab shows the total savings by typical end use as reported by Efficiency Vermont in 2012. This report was used as the basis for the default assumptions of measure quantities that appear in EPP Inputs, so that the model as currently constructed is roughly representative of Efficiency Vermont’s actual results.

## EPP Inputs
Efficiency Power Plant Inputs
"End Use" (what the electricity is being used for) | Representative installed equipment (also called "Measure") | Unit of installed equipment (what are you counting?) | Quantity of installed equipment (how many will be installed?) | Savings per Unit (kWh/yr) | Total Savings (MWh/yr) | Source for estimates of savings per unit
RESIDENTIAL
Residential Cooling | ENERGY STAR Central A/C | Air Conditioner | 756 | 150 | 113.4 | Approximated from various Technical Resource Manuals (TRMs)
Cooking & Laundry | CEE Tier 3 Washer | Washing Machine | 6830 | 237 | 1618.71 | Efficiency VT TRM
Lighting | CFL | Light Bulb | 981130 | 35 | 34339.55 | Weighted average from Efficiency Vermont (EVT) TRM, specialty and "hard to reach"
Refrigeration | Recycled Refrigerator | Refrigerator | 2127 | 720 | 1531.44 | EVT TRM
Space Heating | Weatherization | One Home | 542 | 1500 | 813 | Estimate
Water Heating | Low Flow Showerhead | Showerhead | 3530 | 260 | 917.8 | EVT TRM
Other | Custom Projects | One Home | 3257 | 1000 | 3257 | Approximated based on professional knowledge
|  |  | Total Residential |  | 42590.9
COMMERCIAL & INDUSTRIAL
A/C | Project | One commercial project | 623 | 5504.5128 | 3429.3114 | Excel Colorado 2012 Actuals
Hot Water | Project | One commercial project | 139 | 1000 | 139 | Estimated
Industrial Process | Project | One commercial project | 73 | 140000 | 10220 | Avg of EVT 2012 Actuals
Interior Lighting | Project | One commercial project | 2621 | 16000 | 41936 | EVT 2012 Actuals
Motors | VFD<= 10 HP | One commercial project | 1509 | 5400 | 8148.6 | EVT TRM
Refrigeration | Project | One commercial project | 147 | 17500 | 2572.5 | Avg of EVT 2012 Actuals
Space Heating | Project | One commercial project | 112 | 4250 | 476 | Avg of EVT 2012 Actuals
Ventilation | Project | One commercial project | 73 | 13400 | 978.2 | Avg of EVT 2012 Actuals
Compressed Air | Project | One commercial project | 62 | 29187.197 | 1809.6062 | Avg of Excel Colorado 2012 Actuals
Other | Project | One commercial project | 540 | 2000 | 1080 | Avg of EVT 2012 Actuals
|  |  | Total Commercial & Industrial |  | 70789.2177
0
Note on E3: Enter the quantity for each row in the bright yellow cell in Column E.
Note on F3: Only change the savings per unit in the light yellow cells in Column F if you have savings estimates specific to the service territory you are analyzing.

## Data-Monthly MWh Results
EPP Load Profile Results
Monthly Load Profile |  | MWh
|  | Jan | Feb | Mar | Apr | May | Jun | Jul | Aug | Sep | Oct | Nov | Dec | Total | calc check
Res | Res A/C | 4.2958 | 3.0307 | 2.6924 | 4.1753 | 8.2781 | 15.4755 | 24.6544 | 23.275 | 12.7781 | 8.0073 | 2.6335 | 4.104 | 113.4 | 0
| Res Laundry | 132.6283 | 121.6623 | 133.9476 | 130.9322 | 137.3045 | 137.7135 | 147.1392 | 146.2147 | 134.021 | 136.9593 | 128.1679 | 132.0195 | 1618.71 | 0
| Res Lighting | 2904.8559 | 2724.649 | 3034.5795 | 2793.524 | 3016.782 | 2730.276 | 2898.9353 | 2890.0634 | 2694.2296 | 3056.0435 | 2676.9614 | 2918.6503 | 34339.55 | 0
| Res Refrig | 104.4478 | 100.036 | 114.3161 | 119.6844 | 133.293 | 143.4844 | 159.5808 | 156.889 | 142.9997 | 142.8256 | 110.5822 | 103.3011 | 1531.44 | 0
| Res Heat | 160.0782 | 110.9638 | 103.0627 | 91.9008 | 0 | 0 | 0 | 0 | 0 | 75.5913 | 107.4123 | 163.9909 | 813 | 0
| Res Water Heat | 91.1057 | 85.4412 | 90.9234 | 82.5032 | 80.5283 | 66.8257 | 64.8681 | 67.7032 | 66.1071 | 67.7032 | 75.3177 | 78.7733 | 917.8 | 0
| Res Other | 290.2529 | 249.7004 | 250.8967 | 237.3279 | 254.2939 | 260.688 | 313.5115 | 310.7492 | 260.9568 | 255.0385 | 265.6882 | 307.8961 | 3257 | 0
| RES TOTAL | 3687.6646 | 3395.4833 | 3730.4184 | 3460.0479 | 3630.4798 | 3354.4631 | 3608.6894 | 3594.8944 | 3311.0922 | 3742.1687 | 3366.7632 | 3708.7351 | 42590.9
C&I | C&I A/C | 112.0052 | 123.4604 | 170.7243 | 206.7979 | 306.6742 | 401.2278 | 508.8752 | 548.5509 | 455.7174 | 314.3545 | 169.187 | 111.7368 | 3429.3114 | 0
| C&I Water Heat | 13.0149 | 12.117 | 13.2271 | 12.2138 | 12.4144 | 10.8435 | 10.7231 | 10.5178 | 10.0711 | 10.7114 | 10.9395 | 12.2065 | 139 | 0
| Industrial Process | 873.9928 | 796.6235 | 865.6606 | 853.9151 | 870.4173 | 826.7924 | 863.8133 | 868.0147 | 831.4276 | 882.7749 | 828.7068 | 857.861 | 10220 | 0
| C&I Lighting | 3584.6623 | 3283.2503 | 3566.8063 | 3515.1657 | 3596.8795 | 3387.6029 | 3501.2693 | 3541.9459 | 3427.0744 | 3659.4515 | 3384.808 | 3487.0839 | 41936 | 0
| C&I Motors | 684.5106 | 626.8291 | 680.8048 | 676.0374 | 704.6215 | 673.5193 | 702.588 | 704.9007 | 670.2732 | 707.3893 | 649.5912 | 667.5348 | 8148.6 | 0
| C&I Refrig | 201.94 | 186.2325 | 207.8894 | 205.634 | 219.8648 | 219.0135 | 236.3317 | 237.9523 | 225.6603 | 223.9413 | 205.3471 | 202.6931 | 2572.5 | 0
| C&I Heat | 78.2049 | 56.8879 | 47.7532 | 40.0884 | 28.8299 | 22.3456 | 20.2664 | 19.1398 | 19.3846 | 27.5342 | 41.8275 | 73.7375 | 476 | 0
| C&I Ventilation | 81.3299 | 73.8161 | 79.7976 | 79.0582 | 82.9091 | 82.029 | 87.2062 | 89.3064 | 83.7763 | 84.2219 | 75.5636 | 79.1857 | 978.2 | 0
| C&I Compressed Air | 153.0715 | 140.0312 | 153.2185 | 152.6315 | 155.2916 | 146.4778 | 153.4766 | 154.7969 | 147.0198 | 159.73 | 145.9889 | 147.8718 | 1809.6062 | 0
| C&I Other | 92.2443 | 84.4044 | 91.4237 | 89.5336 | 92.2494 | 87.7855 | 91.0227 | 91.5938 | 88.3616 | 93.4186 | 87.794 | 90.1683 | 1080 | 0
| C&I TOTAL | 5874.9765 | 5383.6524 | 5877.3054 | 5831.0756 | 6070.1517 | 5857.6372 | 6175.5727 | 6266.7192 | 5958.7664 | 6163.5274 | 5599.7536 | 5730.0795 | 70789.2177

## Data-Monthly MW Results
EPP Load Profile Results
Monthly Load Profile |  | MW
|  | Jan | Feb | Mar | Apr | May | Jun | Jul | Aug | Sep | Oct | Nov | Dec | Total
Res | Res A/C | 0.0057739 | 0.00447 | 0.0036188 | 0.0057991 | 0.011126 | 0.021494 | 0.033138 | 0.031284 | 0.017747 | 0.010763 | 0.0036576 | 0.0055161 | 0.15439
| Res Laundry | 0.17826 | 0.17944 | 0.18004 | 0.18185 | 0.18455 | 0.19127 | 0.19777 | 0.19653 | 0.18614 | 0.18409 | 0.17801 | 0.17745 | 2.2154
| Res Lighting | 3.9044 | 4.0187 | 4.0787 | 3.8799 | 4.0548 | 3.7921 | 3.8964 | 3.8845 | 3.742 | 4.1076 | 3.718 | 3.9229 | 46.9999
| Res Refrig | 0.14039 | 0.14755 | 0.15365 | 0.16623 | 0.17916 | 0.19928 | 0.21449 | 0.21087 | 0.19861 | 0.19197 | 0.15359 | 0.13885 | 2.0946
| Res Heat | 0.21516 | 0.16366 | 0.13853 | 0.12764 | 0 | 0 | 0 | 0 | 0 | 0.1016 | 0.14918 | 0.22042 | 1.1162
| Res Water Heat | 0.12245 | 0.12602 | 0.12221 | 0.11459 | 0.10824 | 0.092813 | 0.087188 | 0.090999 | 0.091815 | 0.090999 | 0.10461 | 0.10588 | 1.2578
| Res Other | 0.39012 | 0.36829 | 0.33723 | 0.32962 | 0.34179 | 0.36207 | 0.42139 | 0.41767 | 0.36244 | 0.34279 | 0.36901 | 0.41384 | 4.4563
| RES TOTAL | 4.9565 | 5.0081 | 5.014 | 4.8056 | 4.8797 | 4.659 | 4.8504 | 4.8318 | 4.5987 | 5.0298 | 4.6761 | 4.9849 | 58.2946
C&I | C&I A/C | 0.15054 | 0.18209 | 0.22947 | 0.28722 | 0.4122 | 0.55726 | 0.68397 | 0.7373 | 0.63294 | 0.42252 | 0.23498 | 0.15018 | 4.6807
| C&I Water Heat | 0.017493 | 0.017872 | 0.017778 | 0.016964 | 0.016686 | 0.01506 | 0.014413 | 0.014137 | 0.013988 | 0.014397 | 0.015194 | 0.016407 | 0.19039
| Industrial Process | 1.1747 | 1.175 | 1.1635 | 1.186 | 1.1699 | 1.1483 | 1.161 | 1.1667 | 1.1548 | 1.1865 | 1.151 | 1.153 | 13.9905
| C&I Lighting | 4.8181 | 4.8426 | 4.7941 | 4.8822 | 4.8345 | 4.705 | 4.706 | 4.7607 | 4.7598 | 4.9186 | 4.7011 | 4.6869 | 57.4096
| C&I Motors | 0.92004 | 0.92453 | 0.91506 | 0.93894 | 0.94707 | 0.93544 | 0.94434 | 0.94745 | 0.93094 | 0.95079 | 0.90221 | 0.89722 | 11.154
| C&I Refrig | 0.27142 | 0.27468 | 0.27942 | 0.2856 | 0.29552 | 0.30419 | 0.31765 | 0.31983 | 0.31342 | 0.301 | 0.2852 | 0.27244 | 3.5204
| C&I Heat | 0.10511 | 0.083905 | 0.064184 | 0.055678 | 0.03875 | 0.031036 | 0.02724 | 0.025726 | 0.026923 | 0.037008 | 0.058094 | 0.09911 | 0.65277
| C&I Ventilation | 0.10931 | 0.10887 | 0.10725 | 0.1098 | 0.11144 | 0.11393 | 0.11721 | 0.12004 | 0.11636 | 0.1132 | 0.10495 | 0.10643 | 1.3388
| C&I Compressed Air | 0.20574 | 0.20654 | 0.20594 | 0.21199 | 0.20873 | 0.20344 | 0.20629 | 0.20806 | 0.20419 | 0.21469 | 0.20276 | 0.19875 | 2.4771
| C&I Other | 0.12398 | 0.12449 | 0.12288 | 0.12435 | 0.12399 | 0.12192 | 0.12234 | 0.12311 | 0.12272 | 0.12556 | 0.12194 | 0.12119 | 1.4785
| C&I TOTAL | 7.8965 | 7.9405 | 7.8996 | 8.0987 | 8.1588 | 8.1356 | 8.3005 | 8.423 | 8.2761 | 8.2843 | 7.7774 | 7.7017 | 96.8927
| Hours/month | 744 | 678 | 744 | 720 | 744 | 720 | 744 | 744 | 720 | 744 | 720 | 744 | 8766

## Data-MW 24 Hour July Day
JULY
|  | RESIDENTIAL | [8 empty] | COMMERCIAL AND INDUSTRIAL
|  | RES AC | RES Laundry | Electronics | RES Lighting | RES Refrigeration | RES Space Heating | RES Water Heating | Energy Reports | RES Other | C&I Cooling | C&I Water Heating | Industrial Process | C&I Interior Lighting | C&I Motors | C&I Refrigeration | C&I Heating | C&I Ventilation | C&I Compressed Air | Retro-Commissioning | Data Centers | C&I Other
| HOUR | Hourly kWh multiplier from load shapes | [8 empty] | Hourly kWh multiplier from load shapes
| 1 | 3.1288e-05 | 3.763e-05 | 7.8252e-05 | 7.8252e-05 | 0.0001206 | 0 | 0.17 | 0.0001206 | 0.92839 | 612782.8397 | 32947.0965 | 14586.3275 | 948447.494 | 149001.0857 | 1000646.0403 | 52994.6627 | 591014.8095 | 24083.7392 | 0.053529 | 0.065335 | 225476.7344
| 2 | 1.5615e-05 | 1.9931e-05 | 7.8252e-05 | 5.4851e-05 | 0.00011435 | 0 | 0.12 | 0.0001206 | 0.81566 | 549556.5292 | 32547.5896 | 14699.7845 | 939948.2238 | 148458.1179 | 996249.6573 | 54872.7215 | 572787.9506 | 24669.5092 | 0.053529 | 0.065335 | 221452.0474
| 3 | 1.0397e-05 | 1.114e-05 | 7.8252e-05 | 4.0825e-05 | 0.00010961 | 0 | 0.11 | 0.0001206 | 0.75038 | 512093.1583 | 33410.5054 | 15324.8319 | 981562.6673 | 159605.1749 | 995480.3609 | 56724.4764 | 567309.0444 | 28623.179 | 0.053529 | 0.065335 | 233364.0761
| 4 | 9.4185e-06 | 9.2158e-06 | 7.8252e-05 | 3.54e-05 | 0.00010623 | 0 | 0.1 | 0.0001206 | 0.70994 | 520426.7722 | 37275.8289 | 16979.6225 | 1145065.7984 | 189733.4627 | 1001417.7319 | 59542.0369 | 590743.9909 | 37957.2295 | 0.053529 | 0.065335 | 266327.4546
| 5 | 9.9852e-06 | 1.4153e-05 | 7.8252e-05 | 3.2612e-05 | 0.00010424 | 0 | 0.1 | 0.0001206 | 0.7081 | 587629.2863 | 44816.7553 | 19450.9986 | 1469570.2742 | 249299.6578 | 1046462.0907 | 65771.6518 | 632616.4718 | 54993.8444 | 0.053529 | 0.065335 | 324290.2097
| 6 | 1.0058e-05 | 2.5485e-05 | 7.8252e-05 | 3.9378e-05 | 0.00010373 | 0 | 0.18 | 0.0001206 | 0.75429 | 789599.8921 | 56621.8758 | 21860.3264 | 1980633.625 | 317342.3075 | 1057679.2339 | 82636.1101 | 781415.7823 | 77524.9448 | 0.053529 | 0.065335 | 410540.495
| 7 | 9.9513e-06 | 5.1299e-05 | 7.8252e-05 | 5.3463e-05 | 0.00010515 | 0 | 0.38 | 0.0001206 | 0.85408 | 1229339.4597 | 69414.2979 | 25403.3226 | 2524875.625 | 402732.6079 | 1075961.9194 | 92179.1804 | 989995.873 | 101665.4124 | 0.053529 | 0.065335 | 511623.3478
| 8 | 1.5167e-05 | 0.00010769 | 7.8252e-05 | 7.1053e-05 | 0.00010903 | 0 | 0.64 | 0.0001206 | 0.98349 | 1749120.994 | 81293.1345 | 28013.0204 | 2951281.5403 | 456903.6442 | 1094971.0927 | 88420.2364 | 1129283.6089 | 116633.3677 | 0.053529 | 0.065335 | 581143.7419
| 9 | 2.3994e-05 | 0.00017663 | 7.8252e-05 | 8.9457e-05 | 0.00011578 | 0 | 0.68 | 0.0001206 | 1.0752 | 2268892.3629 | 87482.7423 | 30041.4703 | 3147147.9355 | 482019.249 | 1153028.9355 | 82462.5788 | 1199334.629 | 123292.9996 | 0.053529 | 0.065335 | 621032.8034
| 10 | 3.8079e-05 | 0.00021328 | 7.8252e-05 | 0.00010488 | 0.00012513 | 0 | 0.67 | 0.0001206 | 1.148 | 2784149.6774 | 91321.1135 | 30912.3807 | 3208586.2702 | 493615.5766 | 1168938.2097 | 74235.8958 | 1264459.3569 | 125622.0011 | 0.053529 | 0.065335 | 635142.9556
| 11 | 8.2041e-05 | 0.00021069 | 7.8252e-05 | 0.00011539 | 0.0001364 | 0 | 0.62 | 0.0001206 | 1.2245 | 3180602.6573 | 94061.3855 | 31081.6284 | 3202163.8589 | 497128.628 | 1179014.8548 | 67942.9916 | 1289356.0242 | 125813.5097 | 0.053529 | 0.065335 | 642785.3014
| 12 | 0.00016641 | 0.0001928 | 7.8252e-05 | 0.00011948 | 0.00014843 | 0 | 0.56 | 0.0001206 | 1.3033 | 3485050.0444 | 94196.1061 | 31075.8445 | 3194565.7379 | 495339.2308 | 1221425.25 | 63285.4796 | 1302173.006 | 125568.8014 | 0.053529 | 0.065335 | 640957.5736
| 13 | 0.00028343 | 0.00017895 | 7.8252e-05 | 0.00012248 | 0.00015993 | 0 | 0.48 | 0.0001206 | 1.3811 | 3733522.1774 | 91668.221 | 31034.6705 | 3170563.1008 | 489559.9244 | 1225825.3427 | 58474.5222 | 1306580.1573 | 124510.5001 | 0.053529 | 0.065335 | 635261.9798
| 14 | 0.00043691 | 0.00016868 | 7.8252e-05 | 0.00012676 | 0.00016966 | 0 | 0.43 | 0.0001206 | 1.4528 | 3911990.1452 | 89884.2205 | 30677.7111 | 3135023.0726 | 476853.9929 | 1263089.246 | 55479.4215 | 1315664.0504 | 120843.7889 | 0.053529 | 0.065335 | 625423.1683
| 15 | 0.00061053 | 0.00015359 | 7.8252e-05 | 0.00013417 | 0.00017667 | 0 | 0.37 | 0.0001206 | 1.5395 | 3975745.0806 | 86947.0886 | 29954.1542 | 3053035.2863 | 452964.9042 | 1259840.5323 | 54351.3735 | 1304869.1391 | 112080.8388 | 0.053529 | 0.065335 | 606125.8468
| 16 | 0.00076539 | 0.00014554 | 7.8252e-05 | 0.00013651 | 0.00018059 | 0 | 0.36 | 0.0001206 | 1.669 | 3897811.3548 | 81790.5297 | 27732.5682 | 2894942.1089 | 411273.6653 | 1211837.1532 | 51889.5717 | 1283186.6694 | 95130.158 | 0.053529 | 0.065335 | 571310.7258
| 17 | 0.00088635 | 0.00014856 | 7.8252e-05 | 0.00013579 | 0.00018139 | 0 | 0.38 | 0.0001206 | 1.7913 | 3512534.254 | 74849.0289 | 25812.7638 | 2651732.3387 | 363573.7812 | 1202068.8185 | 55374.0117 | 1221460.5242 | 75765.3494 | 0.053529 | 0.065335 | 524237.2752
| 18 | 0.00094873 | 0.00016491 | 7.8252e-05 | 0.00013728 | 0.00017934 | 0 | 0.46 | 0.0001206 | 1.9091 | 2877944.9637 | 67064.7001 | 23711.7043 | 2364702.9234 | 320320.3654 | 1151680.9556 | 53416.7426 | 1092179.496 | 59169.2588 | 0.053529 | 0.065335 | 470006.9254
| 19 | 0.00087826 | 0.00019841 | 7.8252e-05 | 0.00015499 | 0.00017468 | 0 | 0.54 | 0.0001206 | 1.965 | 2201408.125 | 60323.5241 | 21825.2332 | 2110159.7218 | 281743.3584 | 1141631.5 | 48251.6744 | 961449.0444 | 47701.6476 | 0.053529 | 0.065335 | 423331.7742
| 20 | 0.00065784 | 0.00021609 | 7.8252e-05 | 0.00020421 | 0.00016749 | 0 | 0.54 | 0.0001206 | 1.8795 | 1703729.2298 | 54148.6743 | 20000.2285 | 1855740.0081 | 249571.4798 | 1126692.9355 | 53431.6264 | 870212.1653 | 39777.4791 | 0.053529 | 0.065335 | 378789.5464
| 21 | 0.00043987 | 0.00019458 | 7.8252e-05 | 0.00024477 | 0.00015834 | 0 | 0.52 | 0.0001206 | 1.8138 | 1338159.2762 | 47402.2224 | 18317.8068 | 1568613.8831 | 220954.3175 | 1076165.75 | 56658.6734 | 794625.3952 | 34293.9623 | 0.053529 | 0.065335 | 330920.9567
| 22 | 0.00030817 | 0.00014634 | 7.8252e-05 | 0.00023533 | 0.00014821 | 0 | 0.49 | 0.0001206 | 1.7198 | 1025419.3952 | 41881.9001 | 17143.7953 | 1312838.0645 | 190549.4551 | 1059371.4556 | 57851.8575 | 705720.1895 | 30093.7664 | 0.053529 | 0.065335 | 295151.6149
| 23 | 0.0001811 | 9.5483e-05 | 7.8252e-05 | 0.00018578 | 0.00013802 | 0 | 0.42 | 0.0001206 | 1.4576 | 821170.371 | 36788.1605 | 15902.3289 | 1109902.1512 | 167839.0892 | 1014774.3044 | 53346.1148 | 646159.5665 | 26381.4487 | 0.053529 | 0.065335 | 261541.188
| 24 | 7.5696e-05 | 5.8916e-05 | 7.8252e-05 | 0.00012113 | 0.00012859 | 0 | 0.29 | 0.0001206 | 1.1539 | 694031.6714 | 34199.1099 | 14766.9502 | 999551.121 | 156305.6724 | 1006660.7097 | 55237.2176 | 609233.252 | 24970.3999 | 0.053529 | 0.065335 | 238991.3493
| Average hourly kWh multiplier | 0.00028728 | 0.0001225 | 7.8252e-05 | 0.00011559 | 0.00014007 | 0 | 0.40042 | 0.0001206 | 1.2912 | 1998446.2382 | 63430.6588 | 23179.5614 | 2163360.5346 | 325945.3645 | 1113788.0867 | 62284.6179 | 959242.9249 | 73215.2973 | 0.053529 | 0.065335 | 444801.2122
| Average Daily MW | 0.033138 | 0.19777 | #REF! | 3.8964 | 0.21449 | 0 | 0.087188 | #REF! | 0.42139 | 0.68397 | 0.014413 | 1.161 | 4.706 | 0.94434 | 0.31765 | 0.02724 | 0.11721 | 0.20629 | #REF! | #REF! | 0.12234
| Avg MW/Avg hourly kWh multiplier | 115.3503 | 1614.4301 | #REF! | 33708.0068 | 1531.3483 |  | 0.21774 | #REF! | 0.32636 | 3.4225e-07 | 2.2722e-07 | 5.0089e-05 | 2.1753e-06 | 2.8972e-06 | 2.852e-07 | 4.3734e-07 | 1.2219e-07 | 2.8175e-06 | #REF! | #REF! | 2.7505e-07
| HOUR | HOURLY AMW | [8 empty] | HOURLY AMW
|  | RES AC | RES Laundry | Electronics | RES Lighting | RES Refrigeration | RES Space Heating | RES Water Heating | Energy Reports | RES Other | C&I Cooling | C&I Water Heating | Industrial Process | C&I Interior Lighting | C&I Motors | C&I Refrigeration | C&I Heating | C&I Ventilation | C&I Compressed Air | Retro-Commissioning | Data Centers | C&I Other
0 | 1 | 0.0036091 | 0.060751 | #REF! | 2.6377 | 0.18468 | 0 | 0.037016 | #REF! | 0.30299 | 0.20973 | 0.0074862 | 0.73061 | 2.0632 | 0.43169 | 0.28538 | 0.023177 | 0.072218 | 0.067857 | #REF! | #REF! | 0.062017
0 | 2 | 0.0018012 | 0.032178 | #REF! | 1.8489 | 0.1751 | 0 | 0.026129 | #REF! | 0.2662 | 0.18809 | 0.0073955 | 0.7363 | 2.0447 | 0.43012 | 0.28413 | 0.023998 | 0.069991 | 0.069507 | #REF! | #REF! | 0.06091
0 | 3 | 0.0011993 | 0.017984 | #REF! | 1.3761 | 0.16786 | 0 | 0.023952 | #REF! | 0.2449 | 0.17526 | 0.0075915 | 0.7676 | 2.1352 | 0.46241 | 0.28391 | 0.024808 | 0.069321 | 0.080646 | #REF! | #REF! | 0.064187
0 | 4 | 0.0010864 | 0.014878 | #REF! | 1.1932 | 0.16268 | 0 | 0.021774 | #REF! | 0.2317 | 0.17812 | 0.0084698 | 0.85049 | 2.4909 | 0.5497 | 0.2856 | 0.02604 | 0.072185 | 0.10695 | #REF! | #REF! | 0.073253
0 | 5 | 0.0011518 | 0.02285 | #REF! | 1.0993 | 0.15962 | 0 | 0.021774 | #REF! | 0.2311 | 0.20112 | 0.010183 | 0.97428 | 3.1968 | 0.72228 | 0.29845 | 0.028765 | 0.077301 | 0.15495 | #REF! | #REF! | 0.089196
0 | 6 | 0.0011602 | 0.041144 | #REF! | 1.3274 | 0.15884 | 0 | 0.039194 | #REF! | 0.24617 | 0.27024 | 0.012866 | 1.095 | 4.3085 | 0.91941 | 0.30165 | 0.03614 | 0.095483 | 0.21843 | #REF! | #REF! | 0.11292
0 | 7 | 0.0011479 | 0.082819 | #REF! | 1.8021 | 0.16102 | 0 | 0.082743 | #REF! | 0.27874 | 0.42074 | 0.015772 | 1.2724 | 5.4924 | 1.1668 | 0.30686 | 0.040314 | 0.12097 | 0.28644 | #REF! | #REF! | 0.14072
0 | 8 | 0.0017495 | 0.17386 | #REF! | 2.3951 | 0.16696 | 0 | 0.13936 | #REF! | 0.32097 | 0.59864 | 0.018471 | 1.4031 | 6.42 | 1.3238 | 0.31228 | 0.03867 | 0.13799 | 0.32862 | #REF! | #REF! | 0.15984
0 | 9 | 0.0027678 | 0.28515 | #REF! | 3.0154 | 0.1773 | 0 | 0.14807 | #REF! | 0.35091 | 0.77653 | 0.019878 | 1.5047 | 6.8461 | 1.3965 | 0.32884 | 0.036065 | 0.14655 | 0.34738 | #REF! | #REF! | 0.17081
0 | 10 | 0.0043925 | 0.34433 | #REF! | 3.5352 | 0.19161 | 0 | 0.14589 | #REF! | 0.37468 | 0.95288 | 0.02075 | 1.5484 | 6.9797 | 1.4301 | 0.33338 | 0.032467 | 0.15451 | 0.35394 | #REF! | #REF! | 0.1747
0 | 11 | 0.0094635 | 0.34015 | #REF! | 3.8894 | 0.20888 | 0 | 0.135 | #REF! | 0.39963 | 1.0886 | 0.021373 | 1.5568 | 6.9657 | 1.4403 | 0.33625 | 0.029715 | 0.15755 | 0.35448 | #REF! | #REF! | 0.1768
0 | 12 | 0.019195 | 0.31125 | #REF! | 4.0275 | 0.2273 | 0 | 0.12194 | #REF! | 0.42534 | 1.1928 | 0.021403 | 1.5566 | 6.9492 | 1.4351 | 0.34835 | 0.027678 | 0.15912 | 0.35379 | #REF! | #REF! | 0.1763
0 | 13 | 0.032694 | 0.28891 | #REF! | 4.1286 | 0.24491 | 0 | 0.10452 | #REF! | 0.45074 | 1.2778 | 0.020829 | 1.5545 | 6.897 | 1.4184 | 0.3496 | 0.025574 | 0.15965 | 0.35081 | #REF! | #REF! | 0.17473
0 | 14 | 0.050397 | 0.27232 | #REF! | 4.2727 | 0.25981 | 0 | 0.09363 | #REF! | 0.47415 | 1.3389 | 0.020423 | 1.5366 | 6.8197 | 1.3816 | 0.36023 | 0.024264 | 0.16076 | 0.34048 | #REF! | #REF! | 0.17202
0 | 15 | 0.070425 | 0.24797 | #REF! | 4.5226 | 0.27055 | 0 | 0.080565 | #REF! | 0.50243 | 1.3607 | 0.019756 | 1.5004 | 6.6413 | 1.3123 | 0.3593 | 0.02377 | 0.15945 | 0.31579 | #REF! | #REF! | 0.16671
0 | 16 | 0.088288 | 0.23497 | #REF! | 4.6016 | 0.27655 | 0 | 0.078388 | #REF! | 0.5447 | 1.334 | 0.018584 | 1.3891 | 6.2974 | 1.1916 | 0.34561 | 0.022694 | 0.1568 | 0.26803 | #REF! | #REF! | 0.15714
0 | 17 | 0.10224 | 0.23985 | #REF! | 4.5771 | 0.27777 | 0 | 0.082743 | #REF! | 0.5846 | 1.2022 | 0.017007 | 1.2929 | 5.7684 | 1.0534 | 0.34283 | 0.024218 | 0.14925 | 0.21347 | #REF! | #REF! | 0.14419
0 | 18 | 0.10944 | 0.26623 | #REF! | 4.6275 | 0.27464 | 0 | 0.10016 | #REF! | 0.62306 | 0.98498 | 0.015238 | 1.1877 | 5.144 | 0.92804 | 0.32846 | 0.023362 | 0.13346 | 0.16671 | #REF! | #REF! | 0.12928
0 | 19 | 0.10131 | 0.32031 | #REF! | 5.2243 | 0.2675 | 0 | 0.11758 | #REF! | 0.64132 | 0.75344 | 0.013707 | 1.0932 | 4.5903 | 0.81628 | 0.32559 | 0.021103 | 0.11748 | 0.1344 | #REF! | #REF! | 0.11644
0 | 20 | 0.075882 | 0.34886 | #REF! | 6.8836 | 0.25649 | 0 | 0.11758 | #REF! | 0.6134 | 0.5831 | 0.012304 | 1.0018 | 4.0368 | 0.72307 | 0.32133 | 0.023368 | 0.10633 | 0.11207 | #REF! | #REF! | 0.10419
0 | 21 | 0.050739 | 0.31414 | #REF! | 8.2508 | 0.24247 | 0 | 0.11323 | #REF! | 0.59196 | 0.45799 | 0.010771 | 0.91752 | 3.4122 | 0.64016 | 0.30692 | 0.024779 | 0.097098 | 0.096624 | #REF! | #REF! | 0.09102
0 | 22 | 0.035548 | 0.23626 | #REF! | 7.9325 | 0.22696 | 0 | 0.10669 | #REF! | 0.56128 | 0.35095 | 0.0095164 | 0.85871 | 2.8558 | 0.55207 | 0.30213 | 0.025301 | 0.086234 | 0.08479 | #REF! | #REF! | 0.081181
0 | 23 | 0.02089 | 0.15415 | #REF! | 6.2623 | 0.21136 | 0 | 0.091453 | #REF! | 0.47572 | 0.28105 | 0.008359 | 0.79653 | 2.4144 | 0.48627 | 0.28941 | 0.023331 | 0.078956 | 0.07433 | #REF! | #REF! | 0.071937
0 | 24 | 0.0087316 | 0.095116 | #REF! | 4.0831 | 0.19691 | 0 | 0.063146 | #REF! | 0.37658 | 0.23753 | 0.0077707 | 0.73966 | 2.1743 | 0.45285 | 0.2871 | 0.024158 | 0.074444 | 0.070355 | #REF! | #REF! | 0.065734
|  | 0.033138 | 0.19777 | #REF! | 3.8964 | 0.21449 | 0 | 0.087188 | #REF! | 0.42139 | 0.68397 | 0.014413 | 1.161 | 4.706 | 0.94434 | 0.31765 | 0.02724 | 0.11721 | 0.20629 | #REF! | #REF! | 0.12234
| Check- should be "0" | 0 | 0 | #REF! | 0 | 0 | 0 | 0 | #REF! | 0 | 0 | 0 | 0 | 0 | 0 | 0 | 0 | 0 | 0 | #REF! | #REF! | 0

## Load Shapes
Load Shapes
Residential A/C
Source: | 2011 DEER PG&E
| 1 | 2 | 3 | 4 | 5 | 6 | 7 | 8 | 9 | 10 | 11 | 12
| Jan | Feb | Mar | Apr | May | Jun | Jul | Aug | Sep | Oct | Nov | Dec
1 | 6.8307e-05 | 4.6019e-05 | 3.1725e-05 | 1.9917e-05 | 1.2023e-05 | 1.6538e-05 | 3.1288e-05 | 2.6128e-05 | 8.0084e-06 | 7.9173e-06 | 3.1911e-05 | 6.9639e-05
2 | 7.6738e-05 | 5.6057e-05 | 4.165e-05 | 2.7376e-05 | 1.5069e-05 | 1.0706e-05 | 1.5615e-05 | 1.3508e-05 | 4.8622e-06 | 7.6899e-06 | 4.0375e-05 | 7.8131e-05
3 | 8.2716e-05 | 6.4071e-05 | 5.0579e-05 | 3.5181e-05 | 1.9984e-05 | 1.0469e-05 | 1.0397e-05 | 9.682e-06 | 5.4786e-06 | 1.0285e-05 | 4.7506e-05 | 8.4302e-05
4 | 8.7111e-05 | 7.0442e-05 | 5.8088e-05 | 4.225e-05 | 2.5353e-05 | 1.2143e-05 | 9.4185e-06 | 8.7136e-06 | 7.2206e-06 | 1.406e-05 | 5.3037e-05 | 8.8814e-05
5 | 8.9947e-05 | 7.4817e-05 | 6.3336e-05 | 4.7351e-05 | 2.9764e-05 | 1.392e-05 | 9.9852e-06 | 8.789e-06 | 9.0957e-06 | 1.7875e-05 | 5.6812e-05 | 9.1239e-05
6 | 8.9038e-05 | 7.5001e-05 | 6.2788e-05 | 4.7014e-05 | 2.931e-05 | 1.323e-05 | 1.0058e-05 | 8.7396e-06 | 9.5854e-06 | 1.9704e-05 | 5.6484e-05 | 8.9255e-05
7 | 8.3503e-05 | 6.8257e-05 | 5.2686e-05 | 3.9084e-05 | 2.2618e-05 | 1.0455e-05 | 9.9513e-06 | 8.0625e-06 | 7.9482e-06 | 1.7953e-05 | 4.9791e-05 | 8.2831e-05
8 | 7.3095e-05 | 5.4008e-05 | 3.6134e-05 | 2.7764e-05 | 1.5182e-05 | 1.1097e-05 | 1.5167e-05 | 9.6437e-06 | 5.5703e-06 | 1.3341e-05 | 3.7631e-05 | 7.2122e-05
9 | 5.9539e-05 | 3.87e-05 | 2.2588e-05 | 1.9197e-05 | 1.1416e-05 | 1.4888e-05 | 2.3994e-05 | 1.426e-05 | 4.1633e-06 | 8.7394e-06 | 2.6239e-05 | 5.7996e-05
10 | 4.6364e-05 | 2.7694e-05 | 1.5132e-05 | 1.4203e-05 | 1.1138e-05 | 2.1947e-05 | 3.8079e-05 | 2.5631e-05 | 6.2324e-06 | 6.4312e-06 | 1.9137e-05 | 4.4391e-05
11 | 3.4331e-05 | 1.8713e-05 | 9.5141e-06 | 1.1017e-05 | 1.6066e-05 | 4.5469e-05 | 8.2041e-05 | 6.3147e-05 | 2.0359e-05 | 9.7759e-06 | 1.3549e-05 | 3.2187e-05
12 | 2.6982e-05 | 1.3772e-05 | 6.6614e-06 | 1.2714e-05 | 2.9913e-05 | 9.1584e-05 | 0.00016641 | 0.00014101 | 5.9939e-05 | 2.8407e-05 | 1.3079e-05 | 2.416e-05
13 | 2.6924e-05 | 1.5688e-05 | 8.7652e-06 | 2.2112e-05 | 5.6179e-05 | 0.00015911 | 0.00028343 | 0.0002592 | 0.00013657 | 7.3802e-05 | 2.2678e-05 | 2.3009e-05
14 | 3.2357e-05 | 2.3922e-05 | 1.4853e-05 | 4.0374e-05 | 0.00010185 | 0.00025523 | 0.00043691 | 0.00042076 | 0.00025545 | 0.00015196 | 4.0365e-05 | 2.6969e-05
15 | 4.0193e-05 | 3.7908e-05 | 2.6521e-05 | 6.7574e-05 | 0.00016604 | 0.00037173 | 0.00061053 | 0.00060621 | 0.00039977 | 0.00025159 | 5.7621e-05 | 3.0118e-05
16 | 4.1396e-05 | 5.2012e-05 | 4.5347e-05 | 0.0001024 | 0.00024261 | 0.00048884 | 0.00076539 | 0.00077559 | 0.000541 | 0.00034359 | 5.7813e-05 | 2.5746e-05
17 | 3.0988e-05 | 5.1057e-05 | 5.8038e-05 | 0.00014027 | 0.00032351 | 0.00059326 | 0.00088635 | 0.00090699 | 0.00063213 | 0.00038093 | 3.676e-05 | 1.8194e-05
18 | 1.9804e-05 | 3.1747e-05 | 4.603e-05 | 0.00015872 | 0.00037037 | 0.00064755 | 0.00094873 | 0.00095378 | 0.00059429 | 0.00032244 | 1.4944e-05 | 1.5345e-05
19 | 1.6964e-05 | 1.3738e-05 | 2.1742e-05 | 0.00012978 | 0.00033098 | 0.00059596 | 0.00087826 | 0.00083487 | 0.00042154 | 0.00020237 | 6.3119e-06 | 1.6712e-05
20 | 1.9459e-05 | 8.6215e-06 | 8.5448e-06 | 6.9313e-05 | 0.00021502 | 0.00043706 | 0.00065784 | 0.00057278 | 0.00022534 | 0.0001009 | 5.6751e-06 | 1.9775e-05
21 | 2.4332e-05 | 1.2239e-05 | 1.1467e-05 | 4.0246e-05 | 0.0001201 | 0.00028852 | 0.00043987 | 0.00036038 | 0.00012965 | 7.6794e-05 | 1.0271e-05 | 2.4551e-05
22 | 3.1904e-05 | 1.8508e-05 | 1.9261e-05 | 4.3912e-05 | 8.3247e-05 | 0.00020515 | 0.00030817 | 0.00026144 | 0.000113 | 9.1602e-05 | 1.7126e-05 | 3.1958e-05
23 | 4.2885e-05 | 2.4095e-05 | 1.9886e-05 | 3.1471e-05 | 4.8543e-05 | 0.00011574 | 0.0001811 | 0.00015746 | 7.1671e-05 | 6.1603e-05 | 2.0446e-05 | 4.3151e-05
24 | 5.645e-05 | 3.2961e-05 | 2.1602e-05 | 1.7314e-05 | 1.8695e-05 | 4.1455e-05 | 7.5696e-05 | 6.2128e-05 | 2.3664e-05 | 1.9512e-05 | 2.5439e-05 | 5.7094e-05
kWh/day | 0.0012013 | 0.00093005 | 0.00075294 | 0.0012066 | 0.002315 | 0.004472 | 0.0068947 | 0.0065089 | 0.0036925 | 0.0022393 | 0.000761 | 0.0011477
Days/mo | 31 | 28.25 | 31 | 30 | 31 | 30 | 31 | 31 | 30 | 31 | 30 | 31
kWh/mo | 0.037241 | 0.026274 | 0.023341 | 0.036197 | 0.071765 | 0.13416 | 0.21374 | 0.20178 | 0.11078 | 0.069418 | 0.02283 | 0.035578 | 0.98309
Hours/mo | 744 | 678 | 744 | 720 | 744 | 720 | 744 | 744 | 720 | 744 | 720 | 744 | 8766
Residential Laundry (Clothes Washer and Dishwasher)
Source: | Jan: 2011 DEER PG&E
| 1 | 2 | 3 | 4 | 5 | 6 | 7 | 8 | 9 | 10 | 11 | 12
| Jan | Feb | Mar | Apr | May | Jun | Jul | Aug | Sep | Oct | Nov | Dec
1 | 3.3506e-05 | 3.3577e-05 | 3.36e-05 | 3.3888e-05 | 3.4581e-05 | 3.6069e-05 | 3.763e-05 | 3.7461e-05 | 3.4651e-05 | 3.4391e-05 | 3.327e-05 | 3.3374e-05
2 | 1.8245e-05 | 1.8234e-05 | 1.8192e-05 | 1.8292e-05 | 1.8612e-05 | 1.9282e-05 | 1.9931e-05 | 1.9826e-05 | 1.8717e-05 | 1.8595e-05 | 1.8009e-05 | 1.8174e-05
3 | 1.0164e-05 | 1.0089e-05 | 1.0007e-05 | 9.9891e-06 | 1.0134e-05 | 1.0457e-05 | 1.114e-05 | 1.0861e-05 | 1.0221e-05 | 1.019e-05 | 9.9243e-06 | 1.0131e-05
4 | 8.5608e-06 | 8.4808e-06 | 8.4001e-06 | 8.3783e-06 | 8.4757e-06 | 8.6865e-06 | 9.2158e-06 | 8.9834e-06 | 8.4943e-06 | 8.525e-06 | 8.3521e-06 | 8.5352e-06
5 | 1.3872e-05 | 1.3796e-05 | 1.3718e-05 | 1.3709e-05 | 1.3743e-05 | 1.397e-05 | 1.4153e-05 | 1.4046e-05 | 1.365e-05 | 1.3794e-05 | 1.3621e-05 | 1.3824e-05
6 | 2.5136e-05 | 2.4993e-05 | 2.488e-05 | 2.4878e-05 | 2.4855e-05 | 2.5303e-05 | 2.5485e-05 | 2.5397e-05 | 2.4745e-05 | 2.5048e-05 | 2.4773e-05 | 2.5083e-05
7 | 5.0148e-05 | 4.994e-05 | 4.9793e-05 | 4.9807e-05 | 4.9741e-05 | 5.0644e-05 | 5.1299e-05 | 5.1021e-05 | 4.9535e-05 | 4.9997e-05 | 4.9539e-05 | 5.0041e-05
8 | 0.00010476 | 0.00010475 | 0.00010472 | 0.00010483 | 0.00010463 | 0.00010632 | 0.00010769 | 0.00010692 | 0.00010374 | 0.00010445 | 0.00010361 | 0.00010434
9 | 0.00017159 | 0.00017195 | 0.00017213 | 0.00017241 | 0.000172 | 0.00017469 | 0.00017663 | 0.00017529 | 0.00017006 | 0.00017112 | 0.00016978 | 0.00017072
10 | 0.00020632 | 0.00020687 | 0.00020716 | 0.00020752 | 0.00020714 | 0.00021069 | 0.00021328 | 0.00021156 | 0.00020475 | 0.00020574 | 0.0002042 | 0.00020521
11 | 0.00020092 | 0.00020156 | 0.00020188 | 0.0002023 | 0.00020253 | 0.00020677 | 0.00021069 | 0.00020877 | 0.00020067 | 0.00020075 | 0.00019906 | 0.00019984
12 | 0.00017941 | 0.00018026 | 0.00018063 | 0.00018135 | 0.00018254 | 0.0001874 | 0.0001928 | 0.00019101 | 0.00018181 | 0.00018066 | 0.0001782 | 0.00017843
13 | 0.00016114 | 0.00016233 | 0.0001628 | 0.00016414 | 0.00016645 | 0.00017218 | 0.00017895 | 0.00017757 | 0.00016675 | 0.00016492 | 0.00016077 | 0.00016025
14 | 0.00014738 | 0.00014897 | 0.00014946 | 0.00015145 | 0.00015473 | 0.00016132 | 0.00016868 | 0.00016779 | 0.00015605 | 0.00015384 | 0.00014781 | 0.00014656
15 | 0.00013186 | 0.00013387 | 0.00013437 | 0.00013693 | 0.00014037 | 0.00014737 | 0.00015359 | 0.00015315 | 0.00014353 | 0.00014026 | 0.00013293 | 0.00013112
16 | 0.00012355 | 0.00012593 | 0.00012669 | 0.00012962 | 0.0001331 | 0.00014031 | 0.00014554 | 0.00014493 | 0.00013857 | 0.00013351 | 0.00012498 | 0.00012287
17 | 0.00012615 | 0.00012839 | 0.00012927 | 0.0001315 | 0.00013569 | 0.00014322 | 0.00014856 | 0.00014661 | 0.00014141 | 0.00013579 | 0.00012709 | 0.00012556
18 | 0.00013697 | 0.00013852 | 0.00013946 | 0.00014067 | 0.00014695 | 0.00015496 | 0.00016491 | 0.00016212 | 0.00015184 | 0.00014616 | 0.00013736 | 0.00013652
19 | 0.00016194 | 0.00016323 | 0.00016469 | 0.00016699 | 0.00017422 | 0.00018306 | 0.00019841 | 0.00019655 | 0.0001798 | 0.00017388 | 0.00016309 | 0.00016145
20 | 0.00018128 | 0.00018274 | 0.00018435 | 0.00018833 | 0.00019335 | 0.00020307 | 0.00021609 | 0.00021576 | 0.00019789 | 0.00019397 | 0.00018306 | 0.00018059
21 | 0.00016995 | 0.00017106 | 0.00017185 | 0.00017485 | 0.00017801 | 0.0001867 | 0.00019458 | 0.00019568 | 0.00017956 | 0.00017791 | 0.00017065 | 0.00016923
22 | 0.00013536 | 0.00013583 | 0.00013597 | 0.00013731 | 0.00013853 | 0.00014391 | 0.00014634 | 0.00014695 | 0.00013842 | 0.00013845 | 0.00013494 | 0.00013481
23 | 9.3776e-05 | 9.3992e-05 | 9.4095e-05 | 9.5105e-05 | 9.4415e-05 | 9.7009e-05 | 9.5483e-05 | 9.4681e-05 | 9.3994e-05 | 9.5323e-05 | 9.3378e-05 | 9.3411e-05
24 | 5.805e-05 | 5.8232e-05 | 5.8301e-05 | 5.9133e-05 | 5.8685e-05 | 5.9993e-05 | 5.8916e-05 | 5.8597e-05 | 5.8274e-05 | 5.9332e-05 | 5.79e-05 | 5.7825e-05
kWh/day | 0.0026501 | 0.0026676 | 0.0026764 | 0.0027034 | 0.0027435 | 0.0028434 | 0.00294 | 0.0029215 | 0.0027671 | 0.0027366 | 0.0026463 | 0.0026379
Days/mo | 31 | 28.25 | 31 | 30 | 31 | 30 | 31 | 31 | 30 | 31 | 30 | 31
kWh/mo | 0.082152 | 0.075359 | 0.082969 | 0.081101 | 0.085048 | 0.085302 | 0.09114 | 0.090567 | 0.083014 | 0.084834 | 0.079389 | 0.081775 | 1.0027
Residential Electronics (indoor CFL) | Feb: NOT INCLUDED IN CHARTS AT THIS TIME 09/06/13
Source: | Jan: 2011 DEER PG&E
| 1 | 2 | 3 | 4 | 5 | 6 | 7 | 8 | 9 | 10 | 11 | 12
| Jan | Feb | Mar | Apr | May | Jun | Jul | Aug | Sep | Oct | Nov | Dec
1 | 8.1261e-05 | 8.6602e-05 | 8.8745e-05 | 8.0896e-05 | 8.5383e-05 | 7.5903e-05 | 7.8252e-05 | 7.7706e-05 | 7.4808e-05 | 8.5901e-05 | 7.6534e-05 | 8.2152e-05
2 | 5.1006e-05 | 5.5654e-05 | 5.751e-05 | 5.3451e-05 | 5.7183e-05 | 5.324e-05 | 5.4851e-05 | 5.4468e-05 | 5.2682e-05 | 5.7618e-05 | 4.9917e-05 | 5.1744e-05
3 | 3.7552e-05 | 4.1512e-05 | 4.3028e-05 | 3.8713e-05 | 4.1994e-05 | 3.9788e-05 | 4.0825e-05 | 4.0604e-05 | 3.9553e-05 | 4.2368e-05 | 3.5796e-05 | 3.8043e-05
4 | 3.3395e-05 | 3.667e-05 | 3.8031e-05 | 3.4429e-05 | 3.734e-05 | 3.4669e-05 | 3.54e-05 | 3.5246e-05 | 3.4671e-05 | 3.7628e-05 | 3.1824e-05 | 3.3596e-05
5 | 3.0831e-05 | 3.3147e-05 | 3.4424e-05 | 3.2148e-05 | 3.4828e-05 | 3.1989e-05 | 3.2612e-05 | 3.2537e-05 | 3.21e-05 | 3.5192e-05 | 2.9794e-05 | 3.0288e-05
6 | 3.8537e-05 | 4.0031e-05 | 4.1232e-05 | 3.9662e-05 | 4.223e-05 | 3.8834e-05 | 3.9378e-05 | 3.9243e-05 | 3.88e-05 | 4.2592e-05 | 3.7402e-05 | 3.7219e-05
7 | 5.2615e-05 | 5.3419e-05 | 5.4592e-05 | 5.5056e-05 | 5.7567e-05 | 5.2718e-05 | 5.3463e-05 | 5.3209e-05 | 5.251e-05 | 5.7882e-05 | 5.2852e-05 | 5.0806e-05
8 | 7.0967e-05 | 7.2603e-05 | 7.3719e-05 | 7.6094e-05 | 7.8675e-05 | 7.0046e-05 | 7.1053e-05 | 7.0728e-05 | 6.9586e-05 | 7.8908e-05 | 7.3905e-05 | 7.0082e-05
9 | 8.7644e-05 | 9.0415e-05 | 9.1497e-05 | 9.1486e-05 | 9.4255e-05 | 8.7986e-05 | 8.9457e-05 | 8.9045e-05 | 8.7054e-05 | 9.4585e-05 | 8.9227e-05 | 8.8057e-05
10 | 0.0001037 | 0.00010733 | 0.00010849 | 0.0001048 | 0.00010795 | 0.00010256 | 0.00010488 | 0.00010426 | 0.00010116 | 0.00010823 | 0.00010237 | 0.0001052
11 | 0.00011447 | 0.00011817 | 0.00011928 | 0.00011244 | 0.00011622 | 0.00011221 | 0.00011539 | 0.00011476 | 0.00011054 | 0.00011683 | 0.00010961 | 0.00011616
12 | 0.00011751 | 0.00012105 | 0.00012228 | 0.00011397 | 0.00011876 | 0.00011565 | 0.00011948 | 0.00011884 | 0.00011355 | 0.00011973 | 0.00011035 | 0.00011938
13 | 0.00011831 | 0.00012174 | 0.00012302 | 0.00011648 | 0.000122 | 0.00011811 | 0.00012248 | 0.00012197 | 0.00011586 | 0.00012378 | 0.00011195 | 0.00012023
14 | 0.00012137 | 0.00012448 | 0.00012606 | 0.00011903 | 0.00012539 | 0.00012207 | 0.00012676 | 0.00012652 | 0.00012007 | 0.0001281 | 0.00011338 | 0.00012323
15 | 0.0001251 | 0.00012851 | 0.00013013 | 0.00012491 | 0.00013212 | 0.00012955 | 0.00013417 | 0.00013419 | 0.00012765 | 0.00013563 | 0.00011835 | 0.00012726
16 | 0.00012255 | 0.0001259 | 0.00012775 | 0.00012437 | 0.00013199 | 0.00013199 | 0.00013651 | 0.00013668 | 0.00013016 | 0.00013616 | 0.000117 | 0.00012458
17 | 0.00011983 | 0.0001231 | 0.00012526 | 0.00012197 | 0.00012991 | 0.00013127 | 0.00013579 | 0.00013597 | 0.00012949 | 0.00013432 | 0.00011407 | 0.0001215
18 | 0.00012473 | 0.00012789 | 0.00013016 | 0.00012599 | 0.0001341 | 0.00013265 | 0.00013728 | 0.00013739 | 0.00013051 | 0.00013823 | 0.00011794 | 0.00012588
19 | 0.00016408 | 0.00016748 | 0.00016986 | 0.00016105 | 0.00016928 | 0.00015 | 0.00015499 | 0.00015479 | 0.00014759 | 0.00017279 | 0.0001531 | 0.00016465
20 | 0.00023168 | 0.00023498 | 0.0002376 | 0.00022322 | 0.00023123 | 0.00019899 | 0.00020421 | 0.00020371 | 0.0001961 | 0.00023402 | 0.0002154 | 0.0002315
21 | 0.00026559 | 0.00026919 | 0.00027195 | 0.00025856 | 0.00026624 | 0.00023959 | 0.00024477 | 0.00024403 | 0.0002366 | 0.00026837 | 0.00025106 | 0.00026488
22 | 0.00024455 | 0.00024885 | 0.00025162 | 0.00023949 | 0.00024646 | 0.00023055 | 0.00023533 | 0.00023443 | 0.00022771 | 0.00024799 | 0.0002325 | 0.00024402
23 | 0.00019294 | 0.0001978 | 0.0002005 | 0.00018917 | 0.00019545 | 0.00018168 | 0.00018578 | 0.00018495 | 0.00017933 | 0.00019649 | 0.00018298 | 0.00019271
24 | 0.00012967 | 0.00013476 | 0.0001373 | 0.00012508 | 0.00013046 | 0.00011789 | 0.00012113 | 0.00012047 | 0.00011619 | 0.00013124 | 0.00011989 | 0.00012994
kWh/day | 0.0027799 | 0.0028613 | 0.002904 | 0.0027625 | 0.002887 | 0.0026999 | 0.0027742 | 0.0027657 | 0.0026643 | 0.0029246 | 0.0026472 | 0.0027931
Days/mo | 31 | 28.25 | 31 | 30 | 31 | 30 | 31 | 31 | 30 | 31 | 30 | 31
kWh/mo | 0.086177 | 0.080831 | 0.090025 | 0.082874 | 0.089497 | 0.080998 | 0.086001 | 0.085738 | 0.079928 | 0.090662 | 0.079416 | 0.086586 | 1.0187
Residential Lighting (indoor CFL)
Source: | Jan: 2011 DEER PG&E
| 1 | 2 | 3 | 4 | 5 | 6 | 7 | 8 | 9 | 10 | 11 | 12
| Jan | Feb | Mar | Apr | May | Jun | Jul | Aug | Sep | Oct | Nov | Dec
1 | 8.1261e-05 | 8.6602e-05 | 8.8745e-05 | 8.0896e-05 | 8.5383e-05 | 7.5903e-05 | 7.8252e-05 | 7.7706e-05 | 7.4808e-05 | 8.5901e-05 | 7.6534e-05 | 8.2152e-05
2 | 5.1006e-05 | 5.5654e-05 | 5.751e-05 | 5.3451e-05 | 5.7183e-05 | 5.324e-05 | 5.4851e-05 | 5.4468e-05 | 5.2682e-05 | 5.7618e-05 | 4.9917e-05 | 5.1744e-05
3 | 3.7552e-05 | 4.1512e-05 | 4.3028e-05 | 3.8713e-05 | 4.1994e-05 | 3.9788e-05 | 4.0825e-05 | 4.0604e-05 | 3.9553e-05 | 4.2368e-05 | 3.5796e-05 | 3.8043e-05
4 | 3.3395e-05 | 3.667e-05 | 3.8031e-05 | 3.4429e-05 | 3.734e-05 | 3.4669e-05 | 3.54e-05 | 3.5246e-05 | 3.4671e-05 | 3.7628e-05 | 3.1824e-05 | 3.3596e-05
5 | 3.0831e-05 | 3.3147e-05 | 3.4424e-05 | 3.2148e-05 | 3.4828e-05 | 3.1989e-05 | 3.2612e-05 | 3.2537e-05 | 3.21e-05 | 3.5192e-05 | 2.9794e-05 | 3.0288e-05
6 | 3.8537e-05 | 4.0031e-05 | 4.1232e-05 | 3.9662e-05 | 4.223e-05 | 3.8834e-05 | 3.9378e-05 | 3.9243e-05 | 3.88e-05 | 4.2592e-05 | 3.7402e-05 | 3.7219e-05
7 | 5.2615e-05 | 5.3419e-05 | 5.4592e-05 | 5.5056e-05 | 5.7567e-05 | 5.2718e-05 | 5.3463e-05 | 5.3209e-05 | 5.251e-05 | 5.7882e-05 | 5.2852e-05 | 5.0806e-05
8 | 7.0967e-05 | 7.2603e-05 | 7.3719e-05 | 7.6094e-05 | 7.8675e-05 | 7.0046e-05 | 7.1053e-05 | 7.0728e-05 | 6.9586e-05 | 7.8908e-05 | 7.3905e-05 | 7.0082e-05
9 | 8.7644e-05 | 9.0415e-05 | 9.1497e-05 | 9.1486e-05 | 9.4255e-05 | 8.7986e-05 | 8.9457e-05 | 8.9045e-05 | 8.7054e-05 | 9.4585e-05 | 8.9227e-05 | 8.8057e-05
10 | 0.0001037 | 0.00010733 | 0.00010849 | 0.0001048 | 0.00010795 | 0.00010256 | 0.00010488 | 0.00010426 | 0.00010116 | 0.00010823 | 0.00010237 | 0.0001052
11 | 0.00011447 | 0.00011817 | 0.00011928 | 0.00011244 | 0.00011622 | 0.00011221 | 0.00011539 | 0.00011476 | 0.00011054 | 0.00011683 | 0.00010961 | 0.00011616
12 | 0.00011751 | 0.00012105 | 0.00012228 | 0.00011397 | 0.00011876 | 0.00011565 | 0.00011948 | 0.00011884 | 0.00011355 | 0.00011973 | 0.00011035 | 0.00011938
13 | 0.00011831 | 0.00012174 | 0.00012302 | 0.00011648 | 0.000122 | 0.00011811 | 0.00012248 | 0.00012197 | 0.00011586 | 0.00012378 | 0.00011195 | 0.00012023
14 | 0.00012137 | 0.00012448 | 0.00012606 | 0.00011903 | 0.00012539 | 0.00012207 | 0.00012676 | 0.00012652 | 0.00012007 | 0.0001281 | 0.00011338 | 0.00012323
15 | 0.0001251 | 0.00012851 | 0.00013013 | 0.00012491 | 0.00013212 | 0.00012955 | 0.00013417 | 0.00013419 | 0.00012765 | 0.00013563 | 0.00011835 | 0.00012726
16 | 0.00012255 | 0.0001259 | 0.00012775 | 0.00012437 | 0.00013199 | 0.00013199 | 0.00013651 | 0.00013668 | 0.00013016 | 0.00013616 | 0.000117 | 0.00012458
17 | 0.00011983 | 0.0001231 | 0.00012526 | 0.00012197 | 0.00012991 | 0.00013127 | 0.00013579 | 0.00013597 | 0.00012949 | 0.00013432 | 0.00011407 | 0.0001215
18 | 0.00012473 | 0.00012789 | 0.00013016 | 0.00012599 | 0.0001341 | 0.00013265 | 0.00013728 | 0.00013739 | 0.00013051 | 0.00013823 | 0.00011794 | 0.00012588
19 | 0.00016408 | 0.00016748 | 0.00016986 | 0.00016105 | 0.00016928 | 0.00015 | 0.00015499 | 0.00015479 | 0.00014759 | 0.00017279 | 0.0001531 | 0.00016465
20 | 0.00023168 | 0.00023498 | 0.0002376 | 0.00022322 | 0.00023123 | 0.00019899 | 0.00020421 | 0.00020371 | 0.0001961 | 0.00023402 | 0.0002154 | 0.0002315
21 | 0.00026559 | 0.00026919 | 0.00027195 | 0.00025856 | 0.00026624 | 0.00023959 | 0.00024477 | 0.00024403 | 0.0002366 | 0.00026837 | 0.00025106 | 0.00026488
22 | 0.00024455 | 0.00024885 | 0.00025162 | 0.00023949 | 0.00024646 | 0.00023055 | 0.00023533 | 0.00023443 | 0.00022771 | 0.00024799 | 0.0002325 | 0.00024402
23 | 0.00019294 | 0.0001978 | 0.0002005 | 0.00018917 | 0.00019545 | 0.00018168 | 0.00018578 | 0.00018495 | 0.00017933 | 0.00019649 | 0.00018298 | 0.00019271
24 | 0.00012967 | 0.00013476 | 0.0001373 | 0.00012508 | 0.00013046 | 0.00011789 | 0.00012113 | 0.00012047 | 0.00011619 | 0.00013124 | 0.00011989 | 0.00012994
kWh/day | 0.0027799 | 0.0028613 | 0.002904 | 0.0027625 | 0.002887 | 0.0026999 | 0.0027742 | 0.0027657 | 0.0026643 | 0.0029246 | 0.0026472 | 0.0027931
Days/mo | 31 | 28.25 | 31 | 30 | 31 | 30 | 31 | 31 | 30 | 31 | 30 | 31
kWh/mo | 0.086177 | 0.080831 | 0.090025 | 0.082874 | 0.089497 | 0.080998 | 0.086001 | 0.085738 | 0.079928 | 0.090662 | 0.079416 | 0.086586 | 1.0187
Residential Refrigeration
Source: | Jan: 2011 DEER PG&E
| 1 | 2 | 3 | 4 | 5 | 6 | 7 | 8 | 9 | 10 | 11 | 12
| Jan | Feb | Mar | Apr | May | Jun | Jul | Aug | Sep | Oct | Nov | Dec
1 | 8.3689e-05 | 8.795e-05 | 9.1997e-05 | 9.9148e-05 | 0.00010385 | 0.00011398 | 0.0001206 | 0.00011901 | 0.00011419 | 0.00011323 | 9.2354e-05 | 8.2789e-05
2 | 8.1797e-05 | 8.5574e-05 | 8.8818e-05 | 9.456e-05 | 9.9462e-05 | 0.00010865 | 0.00011435 | 0.00011311 | 0.00010928 | 0.00010786 | 8.9177e-05 | 8.1038e-05
3 | 8.0559e-05 | 8.3947e-05 | 8.6641e-05 | 9.1277e-05 | 9.6149e-05 | 0.00010467 | 0.00010961 | 0.0001088 | 0.00010568 | 0.00010367 | 8.6985e-05 | 7.9878e-05
4 | 7.9898e-05 | 8.299e-05 | 8.5247e-05 | 8.9121e-05 | 9.3894e-05 | 0.00010187 | 0.00010623 | 0.00010575 | 0.00010322 | 0.00010052 | 8.5591e-05 | 7.9264e-05
5 | 7.9784e-05 | 8.2698e-05 | 8.4643e-05 | 8.7916e-05 | 9.2629e-05 | 0.00010028 | 0.00010424 | 0.00010393 | 0.00010165 | 9.8442e-05 | 8.4982e-05 | 7.9182e-05
6 | 8.0271e-05 | 8.3003e-05 | 8.4788e-05 | 8.7699e-05 | 9.2333e-05 | 9.9893e-05 | 0.00010373 | 0.00010336 | 0.00010103 | 9.7398e-05 | 8.5082e-05 | 7.9698e-05
7 | 8.1466e-05 | 8.3996e-05 | 8.575e-05 | 8.8574e-05 | 9.3313e-05 | 0.0001012 | 0.00010515 | 0.00010441 | 0.00010146 | 9.7582e-05 | 8.6048e-05 | 8.0941e-05
8 | 8.3272e-05 | 8.5763e-05 | 8.771e-05 | 9.0736e-05 | 9.5792e-05 | 0.0001045 | 0.00010903 | 0.00010753 | 0.0001034 | 9.9167e-05 | 8.7902e-05 | 8.2818e-05
9 | 8.5765e-05 | 8.8409e-05 | 9.0828e-05 | 9.4295e-05 | 9.9926e-05 | 0.00011006 | 0.00011578 | 0.00011335 | 0.00010744 | 0.00010272 | 9.0877e-05 | 8.5318e-05
10 | 8.8918e-05 | 9.1965e-05 | 9.4921e-05 | 9.913e-05 | 0.00010569 | 0.00011757 | 0.00012513 | 0.00012198 | 0.00011405 | 0.00010877 | 9.5007e-05 | 8.8519e-05
11 | 9.2352e-05 | 9.5948e-05 | 9.9402e-05 | 0.00010473 | 0.00011269 | 0.00012654 | 0.0001364 | 0.0001327 | 0.0001229 | 0.00011688 | 9.9682e-05 | 9.2e-05
12 | 9.5554e-05 | 9.9693e-05 | 0.00010357 | 0.00011037 | 0.00012018 | 0.000136 | 0.00014843 | 0.00014445 | 0.0001331 | 0.00012613 | 0.00010427 | 9.5362e-05
13 | 9.8703e-05 | 0.00010315 | 0.00010735 | 0.00011583 | 0.00012774 | 0.00014528 | 0.00015993 | 0.00015588 | 0.00014353 | 0.00013568 | 0.00010859 | 9.8538e-05
14 | 0.00010171 | 0.00010626 | 0.00011069 | 0.00012077 | 0.0001348 | 0.00015348 | 0.00016966 | 0.00016581 | 0.00015306 | 0.00014468 | 0.0001126 | 0.00010149
15 | 0.00010433 | 0.00010902 | 0.00011363 | 0.00012513 | 0.00014058 | 0.00015981 | 0.00017667 | 0.00017319 | 0.00016064 | 0.00015217 | 0.00011583 | 0.00010378
16 | 0.00010607 | 0.00011113 | 0.00011607 | 0.00012857 | 0.00014456 | 0.00016375 | 0.00018059 | 0.00017751 | 0.00016551 | 0.00015733 | 0.00011774 | 0.00010476
17 | 0.00010613 | 0.00011214 | 0.00011756 | 0.0001309 | 0.00014652 | 0.00016506 | 0.00018139 | 0.00017874 | 0.00016723 | 0.00015959 | 0.00011768 | 0.00010388
18 | 0.00010447 | 0.00011158 | 0.00011746 | 0.00013187 | 0.0001462 | 0.0001638 | 0.00017934 | 0.0001769 | 0.00016559 | 0.00015863 | 0.00011595 | 0.00010176
19 | 0.00010186 | 0.00010959 | 0.00011572 | 0.00013088 | 0.00014332 | 0.00016011 | 0.00017468 | 0.00017207 | 0.00016051 | 0.0001548 | 0.00011349 | 9.9328e-05
20 | 9.9005e-05 | 0.00010678 | 0.00011287 | 0.00012779 | 0.000138 | 0.00015404 | 0.00016749 | 0.00016445 | 0.00015281 | 0.00014891 | 0.00011068 | 9.6807e-05
21 | 9.6018e-05 | 0.0001035 | 0.00010942 | 0.00012302 | 0.000131 | 0.00014612 | 0.00015834 | 0.00015503 | 0.00014404 | 0.00014214 | 0.00010751 | 9.422e-05
22 | 9.2855e-05 | 9.9863e-05 | 0.00010555 | 0.00011732 | 0.00012347 | 0.00013737 | 0.00014821 | 0.00014506 | 0.00013535 | 0.00013487 | 0.00010394 | 9.1302e-05
23 | 8.9454e-05 | 9.5775e-05 | 0.00010106 | 0.00011098 | 0.0001162 | 0.00012862 | 0.00013802 | 0.00013539 | 0.00012718 | 0.00012742 | 9.9747e-05 | 8.8184e-05
24 | 8.6277e-05 | 9.1678e-05 | 9.6386e-05 | 0.00010458 | 0.00010954 | 0.00012063 | 0.00012859 | 0.00012647 | 0.00011987 | 0.00012005 | 9.5355e-05 | 8.5188e-05
kWh/day | 0.0022002 | 0.0023124 | 0.0024081 | 0.0026052 | 0.0028078 | 0.0031233 | 0.0033616 | 0.0033049 | 0.0031127 | 0.0030086 | 0.0024071 | 0.0021761
Days/mo | 31 | 28.25 | 31 | 30 | 31 | 30 | 31 | 31 | 30 | 31 | 30 | 31
kWh/mo | 0.068206 | 0.065325 | 0.074651 | 0.078156 | 0.087043 | 0.093698 | 0.10421 | 0.10245 | 0.093382 | 0.093268 | 0.072212 | 0.067458 | 1.0001
Residential Space Heating (Building Shell with Summer Months Zero'd Out)
Source: | Jan: 2011 DEER PG&E
| 1 | 2 | 3 | 4 | 5 | 6 | 7 | 8 | 9 | 10 | 11 | 12
| Jan | Feb | Mar | Apr | May | Jun | Jul | Aug | Sep | Oct | Nov | Dec
1 | Jan: 0.00018338; Feb: 0.00013592; Mar: 0.00011408; Apr: 9.6113e-05; Oct: 5.4506e-05; Nov: 0.00012298; Dec: 0.00018684
2 | Jan: 0.00019379; Feb: 0.00014704; Mar: 0.00012708; Apr: 0.00010966; Oct: 6.3949e-05; Nov: 0.00013772; Dec: 0.00019734
3 | Jan: 0.00020152; Feb: 0.00015599; Mar: 0.0001381; Apr: 0.00012137; Oct: 7.2755e-05; Nov: 0.00015016; Dec: 0.00020518
4 | Jan: 0.00020688; Feb: 0.00016252; Mar: 0.00014652; Apr: 0.00013034; Oct: 7.9803e-05; Nov: 0.0001596; Dec: 0.00021058
5 | Jan: 0.00020958; Feb: 0.00016596; Mar: 0.00015127; Apr: 0.00013539; Oct: 8.3959e-05; Nov: 0.00016492; Dec: 0.00021319
6 | Jan: 0.00020846; Feb: 0.00016507; Mar: 0.00015078; Apr: 0.00013492; Oct: 8.3965e-05; Nov: 0.00016447; Dec: 0.00021187
7 | Jan: 0.00020173; Feb: 0.00015835; Mar: 0.00014344; Apr: 0.00012745; Oct: 7.8828e-05; Nov: 0.00015652; Dec: 0.00020491
8 | Jan: 0.0001878; Feb: 0.00014498; Mar: 0.00012873; Apr: 0.00011268; Oct: 6.8662e-05; Nov: 0.00014042; Dec: 0.00019091
9 | Jan: 0.00016656; Feb: 0.00012568; Mar: 0.00010809; Apr: 9.2423e-05; Oct: 5.5406e-05; Nov: 0.0001177; Dec: 0.00016984
10 | Jan: 0.00014003; Feb: 0.00010305; Mar: 8.4984e-05; Apr: 7.0647e-05; Oct: 4.2709e-05; Nov: 9.2168e-05; Dec: 0.0001436
11 | Jan: 0.0001119; Feb: 8.0733e-05; Mar: 6.3634e-05; Apr: 5.2068e-05; Oct: 3.4751e-05; Nov: 6.8596e-05; Dec: 0.00011566
12 | Jan: 8.6152e-05; Feb: 6.2059e-05; Mar: 4.7376e-05; Apr: 4.0298e-05; Oct: 3.4589e-05; Nov: 5.0746e-05; Dec: 8.9797e-05
13 | Jan: 6.572e-05; Feb: 4.8968e-05; Mar: 3.7557e-05; Apr: 3.6553e-05; Oct: 4.2872e-05; Nov: 4.0095e-05; Dec: 6.898e-05
14 | Jan: 5.2013e-05; Feb: 4.1744e-05; Mar: 3.3554e-05; Apr: 3.9515e-05; Oct: 5.7423e-05; Nov: 3.5838e-05; Dec: 5.48e-05
15 | Jan: 4.5255e-05; Feb: 3.9497e-05; Mar: 3.3575e-05; Apr: 4.6092e-05; Oct: 7.3741e-05; Nov: 3.5862e-05; Dec: 4.7675e-05
16 | Jan: 4.5069e-05; Feb: 4.0904e-05; Mar: 3.5653e-05; Apr: 5.2643e-05; Oct: 8.6355e-05; Nov: 3.7925e-05; Dec: 4.7337e-05
17 | Jan: 5.0852e-05; Feb: 4.485e-05; Mar: 3.843e-05; Apr: 5.6338e-05; Oct: 9.0829e-05; Nov: 4.0545e-05; Dec: 5.319e-05
18 | Jan: 6.1847e-05; Feb: 5.0753e-05; Mar: 4.1531e-05; Apr: 5.6257e-05; Oct: 8.5698e-05; Nov: 4.3395e-05; Dec: 6.4415e-05
19 | Jan: 7.7062e-05; Feb: 5.8545e-05; Mar: 4.5493e-05; Apr: 5.3708e-05; Oct: 7.3206e-05; Nov: 4.7185e-05; Dec: 7.9931e-05
20 | Jan: 9.5242e-05; Feb: 6.8394e-05; Mar: 5.1319e-05; Apr: 5.1495e-05; Oct: 5.8238e-05; Nov: 5.3131e-05; Dec: 9.8398e-05
21 | Jan: 0.00011498; Feb: 8.0343e-05; Mar: 5.9865e-05; Apr: 5.2475e-05; Oct: 4.5983e-05; Nov: 6.2262e-05; Dec: 0.00011834
22 | Jan: 0.00013485; Feb: 9.4022e-05; Mar: 7.1324e-05; Apr: 5.8237e-05; Oct: 3.9774e-05; Nov: 7.4838e-05; Dec: 0.00013832
23 | Jan: 0.00015354; Feb: 0.00010858; Mar: 8.5038e-05; Apr: 6.8563e-05; Oct: 4.0241e-05; Nov: 9.0137e-05; Dec: 0.000157
24 | Jan: 0.00016994; Feb: 0.00012289; Mar: 9.9739e-05; Apr: 8.1861e-05; Oct: 4.5915e-05; Nov: 0.00010671; Dec: 0.00017337
kWh/day | 0.0031641 | 0.0024068 | 0.0020372 | 0.0018771 | 0 | 0 | 0 | 0 | 0 | 0.0014942 | 0.0021939 | 0.0032415
Days/mo | 31 | 28.25 | 31 | 30 | 31 | 30 | 31 | 31 | 30 | 31 | 30 | 31
kWh/mo | 0.098088 | 0.067993 | 0.063152 | 0.056313 | 0 | 0 | 0 | 0 | 0 | 0.046319 | 0.065817 | 0.10049 | 0.49817
Residential Water Heating (Diversified Uncontrolled DHW Profile)
Source: | Jan: Based on BPA ELCAP data, JUMP data, and CMP data and is used to establish uncontrolled DHW profile (1993)
| 1 | 2 | 3 | 4 | 5 | 6 | 7 | 8 | 9 | 10 | 11 | 12
| Jan | Feb | Mar | Apr | May | Jun | Jul | Aug | Sep | Oct | Nov | Dec
1 | 0.234 | 0.24 | 0.23 | 0.22 | 0.21 | 0.18 | 0.17 | 0.17 | 0.18 | 0.17 | 0.2 | 0.2
2 | 0.176 | 0.18 | 0.18 | 0.16 | 0.16 | 0.13 | 0.12 | 0.13 | 0.13 | 0.13 | 0.15 | 0.15
3 | 0.151 | 0.16 | 0.15 | 0.14 | 0.13 | 0.11 | 0.11 | 0.11 | 0.11 | 0.11 | 0.13 | 0.13
4 | 0.134 | 0.14 | 0.13 | 0.13 | 0.12 | 0.1 | 0.1 | 0.1 | 0.1 | 0.1 | 0.11 | 0.12
5 | 0.134 | 0.14 | 0.13 | 0.13 | 0.12 | 0.1 | 0.1 | 0.1 | 0.1 | 0.1 | 0.11 | 0.12
6 | 0.258 | 0.27 | 0.26 | 0.24 | 0.23 | 0.2 | 0.18 | 0.19 | 0.19 | 0.19 | 0.22 | 0.22
7 | 0.53 | 0.54 | 0.53 | 0.5 | 0.47 | 0.4 | 0.38 | 0.39 | 0.4 | 0.39 | 0.45 | 0.46
8 | 0.902 | 0.93 | 0.9 | 0.84 | 0.8 | 0.68 | 0.64 | 0.67 | 0.68 | 0.67 | 0.77 | 0.78
9 | 0.957 | 0.98 | 0.95 | 0.9 | 0.85 | 0.73 | 0.68 | 0.71 | 0.72 | 0.71 | 0.82 | 0.83
10 | 0.943 | 0.97 | 0.94 | 0.88 | 0.83 | 0.72 | 0.67 | 0.7 | 0.71 | 0.7 | 0.81 | 0.81
11 | 0.868 | 0.89 | 0.87 | 0.81 | 0.77 | 0.66 | 0.62 | 0.65 | 0.65 | 0.65 | 0.74 | 0.75
12 | 0.782 | 0.8 | 0.78 | 0.73 | 0.69 | 0.59 | 0.56 | 0.58 | 0.59 | 0.58 | 0.67 | 0.68
13 | 0.678 | 0.7 | 0.68 | 0.63 | 0.6 | 0.51 | 0.48 | 0.5 | 0.51 | 0.5 | 0.58 | 0.59
14 | 0.599 | 0.62 | 0.6 | 0.56 | 0.53 | 0.45 | 0.43 | 0.45 | 0.45 | 0.45 | 0.51 | 0.52
15 | 0.523 | 0.54 | 0.52 | 0.49 | 0.46 | 0.4 | 0.37 | 0.39 | 0.39 | 0.39 | 0.45 | 0.45
16 | 0.499 | 0.51 | 0.5 | 0.47 | 0.44 | 0.38 | 0.36 | 0.37 | 0.37 | 0.37 | 0.43 | 0.43
17 | 0.537 | 0.55 | 0.54 | 0.5 | 0.47 | 0.41 | 0.38 | 0.4 | 0.4 | 0.4 | 0.46 | 0.46
18 | 0.647 | 0.67 | 0.65 | 0.61 | 0.57 | 0.49 | 0.46 | 0.48 | 0.49 | 0.48 | 0.55 | 0.56
19 | 0.761 | 0.78 | 0.76 | 0.71 | 0.67 | 0.58 | 0.54 | 0.57 | 0.57 | 0.57 | 0.65 | 0.66
20 | 0.764 | 0.79 | 0.76 | 0.72 | 0.68 | 0.58 | 0.54 | 0.57 | 0.57 | 0.57 | 0.65 | 0.66
21 | 0.726 | 0.75 | 0.72 | 0.68 | 0.64 | 0.55 | 0.52 | 0.54 | 0.54 | 0.54 | 0.62 | 0.63
22 | 0.689 | 0.71 | 0.69 | 0.64 | 0.61 | 0.52 | 0.49 | 0.51 | 0.52 | 0.51 | 0.59 | 0.59
23 | 0.592 | 0.61 | 0.59 | 0.55 | 0.52 | 0.45 | 0.42 | 0.44 | 0.44 | 0.44 | 0.51 | 0.51
24 | 0.413 | 0.42 | 0.41 | 0.39 | 0.36 | 0.31 | 0.29 | 0.31 | 0.31 | 0.31 | 0.35 | 0.36
kWh/day | 13.497 | 13.89 | 13.47 | 12.63 | 11.93 | 10.23 | 9.61 | 10.03 | 10.12 | 10.03 | 11.53 | 11.67
Days/mo | 31 | 28.25 | 31 | 30 | 31 | 30 | 31 | 31 | 30 | 31 | 30 | 31
kWh/mo | 418.407 | 392.3925 | 417.57 | 378.9 | 369.83 | 306.9 | 297.91 | 310.93 | 303.6 | 310.93 | 345.9 | 361.77 | 4215.0395
Residential Energy Reports | Feb: NOT INCLUDED IN CHARTS AT THIS TIME-CONSIDER INCLUDING UNDER "RESIDENTIAL OTHER" 09/06/13
Source: | Jan: 2011 DEER PG&E
| 1 | 2 | 3 | 4 | 5 | 6 | 7 | 8 | 9 | 10 | 11 | 12
| Jan | Feb | Mar | Apr | May | Jun | Jul | Aug | Sep | Oct | Nov | Dec
1 | 8.3689e-05 | 8.795e-05 | 9.1997e-05 | 9.9148e-05 | 0.00010385 | 0.00011398 | 0.0001206 | 0.00011901 | 0.00011419 | 0.00011323 | 9.2354e-05 | 8.2789e-05
2 | 8.1797e-05 | 8.5574e-05 | 8.8818e-05 | 9.456e-05 | 9.9462e-05 | 0.00010865 | 0.00011435 | 0.00011311 | 0.00010928 | 0.00010786 | 8.9177e-05 | 8.1038e-05
3 | 8.0559e-05 | 8.3947e-05 | 8.6641e-05 | 9.1277e-05 | 9.6149e-05 | 0.00010467 | 0.00010961 | 0.0001088 | 0.00010568 | 0.00010367 | 8.6985e-05 | 7.9878e-05
4 | 7.9898e-05 | 8.299e-05 | 8.5247e-05 | 8.9121e-05 | 9.3894e-05 | 0.00010187 | 0.00010623 | 0.00010575 | 0.00010322 | 0.00010052 | 8.5591e-05 | 7.9264e-05
5 | 7.9784e-05 | 8.2698e-05 | 8.4643e-05 | 8.7916e-05 | 9.2629e-05 | 0.00010028 | 0.00010424 | 0.00010393 | 0.00010165 | 9.8442e-05 | 8.4982e-05 | 7.9182e-05
6 | 8.0271e-05 | 8.3003e-05 | 8.4788e-05 | 8.7699e-05 | 9.2333e-05 | 9.9893e-05 | 0.00010373 | 0.00010336 | 0.00010103 | 9.7398e-05 | 8.5082e-05 | 7.9698e-05
7 | 8.1466e-05 | 8.3996e-05 | 8.575e-05 | 8.8574e-05 | 9.3313e-05 | 0.0001012 | 0.00010515 | 0.00010441 | 0.00010146 | 9.7582e-05 | 8.6048e-05 | 8.0941e-05
8 | 8.3272e-05 | 8.5763e-05 | 8.771e-05 | 9.0736e-05 | 9.5792e-05 | 0.0001045 | 0.00010903 | 0.00010753 | 0.0001034 | 9.9167e-05 | 8.7902e-05 | 8.2818e-05
9 | 8.5765e-05 | 8.8409e-05 | 9.0828e-05 | 9.4295e-05 | 9.9926e-05 | 0.00011006 | 0.00011578 | 0.00011335 | 0.00010744 | 0.00010272 | 9.0877e-05 | 8.5318e-05
10 | 8.8918e-05 | 9.1965e-05 | 9.4921e-05 | 9.913e-05 | 0.00010569 | 0.00011757 | 0.00012513 | 0.00012198 | 0.00011405 | 0.00010877 | 9.5007e-05 | 8.8519e-05
11 | 9.2352e-05 | 9.5948e-05 | 9.9402e-05 | 0.00010473 | 0.00011269 | 0.00012654 | 0.0001364 | 0.0001327 | 0.0001229 | 0.00011688 | 9.9682e-05 | 9.2e-05
12 | 9.5554e-05 | 9.9693e-05 | 0.00010357 | 0.00011037 | 0.00012018 | 0.000136 | 0.00014843 | 0.00014445 | 0.0001331 | 0.00012613 | 0.00010427 | 9.5362e-05
13 | 9.8703e-05 | 0.00010315 | 0.00010735 | 0.00011583 | 0.00012774 | 0.00014528 | 0.00015993 | 0.00015588 | 0.00014353 | 0.00013568 | 0.00010859 | 9.8538e-05
14 | 0.00010171 | 0.00010626 | 0.00011069 | 0.00012077 | 0.0001348 | 0.00015348 | 0.00016966 | 0.00016581 | 0.00015306 | 0.00014468 | 0.0001126 | 0.00010149
15 | 0.00010433 | 0.00010902 | 0.00011363 | 0.00012513 | 0.00014058 | 0.00015981 | 0.00017667 | 0.00017319 | 0.00016064 | 0.00015217 | 0.00011583 | 0.00010378
16 | 0.00010607 | 0.00011113 | 0.00011607 | 0.00012857 | 0.00014456 | 0.00016375 | 0.00018059 | 0.00017751 | 0.00016551 | 0.00015733 | 0.00011774 | 0.00010476
17 | 0.00010613 | 0.00011214 | 0.00011756 | 0.0001309 | 0.00014652 | 0.00016506 | 0.00018139 | 0.00017874 | 0.00016723 | 0.00015959 | 0.00011768 | 0.00010388
18 | 0.00010447 | 0.00011158 | 0.00011746 | 0.00013187 | 0.0001462 | 0.0001638 | 0.00017934 | 0.0001769 | 0.00016559 | 0.00015863 | 0.00011595 | 0.00010176
19 | 0.00010186 | 0.00010959 | 0.00011572 | 0.00013088 | 0.00014332 | 0.00016011 | 0.00017468 | 0.00017207 | 0.00016051 | 0.0001548 | 0.00011349 | 9.9328e-05
20 | 9.9005e-05 | 0.00010678 | 0.00011287 | 0.00012779 | 0.000138 | 0.00015404 | 0.00016749 | 0.00016445 | 0.00015281 | 0.00014891 | 0.00011068 | 9.6807e-05
21 | 9.6018e-05 | 0.0001035 | 0.00010942 | 0.00012302 | 0.000131 | 0.00014612 | 0.00015834 | 0.00015503 | 0.00014404 | 0.00014214 | 0.00010751 | 9.422e-05
22 | 9.2855e-05 | 9.9863e-05 | 0.00010555 | 0.00011732 | 0.00012347 | 0.00013737 | 0.00014821 | 0.00014506 | 0.00013535 | 0.00013487 | 0.00010394 | 9.1302e-05
23 | 8.9454e-05 | 9.5775e-05 | 0.00010106 | 0.00011098 | 0.0001162 | 0.00012862 | 0.00013802 | 0.00013539 | 0.00012718 | 0.00012742 | 9.9747e-05 | 8.8184e-05
24 | 8.6277e-05 | 9.1678e-05 | 9.6386e-05 | 0.00010458 | 0.00010954 | 0.00012063 | 0.00012859 | 0.00012647 | 0.00011987 | 0.00012005 | 9.5355e-05 | 8.5188e-05
kWh/day | 0.0022002 | 0.0023124 | 0.0024081 | 0.0026052 | 0.0028078 | 0.0031233 | 0.0033616 | 0.0033049 | 0.0031127 | 0.0030086 | 0.0024071 | 0.0021761
Days/mo | 31 | 28.25 | 31 | 30 | 31 | 30 | 31 | 31 | 30 | 31 | 30 | 31
kWh/mo | 0.068206 | 0.065325 | 0.074651 | 0.078156 | 0.087043 | 0.093698 | 0.10421 | 0.10245 | 0.093382 | 0.093268 | 0.072212 | 0.067458 | 1.0001
Residential Other
Source: | Jan: 2000 PG&E
| 1 | 2 | 3 | 4 | 5 | 6 | 7 | 8 | 9 | 10 | 11 | 12
| Jan | Feb | Mar | Apr | May | Jun | Jul | Aug | Sep | Oct | Nov | Dec
1 | 0.84334 | 0.8113 | 0.75371 | 0.75688 | 0.77567 | 0.82585 | 0.92839 | 0.92905 | 0.80827 | 0.75381 | 0.78278 | 0.90868
2 | 0.76196 | 0.73357 | 0.6821 | 0.67611 | 0.69257 | 0.72899 | 0.81566 | 0.82448 | 0.72181 | 0.67987 | 0.70829 | 0.81156
3 | 0.72128 | 0.69987 | 0.65302 | 0.6408 | 0.65299 | 0.67837 | 0.75038 | 0.76693 | 0.67499 | 0.64702 | 0.67873 | 0.77044
4 | 0.7151 | 0.69733 | 0.64713 | 0.62814 | 0.6373 | 0.65888 | 0.70994 | 0.73502 | 0.65742 | 0.64468 | 0.67357 | 0.7633
5 | 0.74769 | 0.72643 | 0.67703 | 0.65115 | 0.65466 | 0.66773 | 0.7081 | 0.73651 | 0.66959 | 0.67351 | 0.7092 | 0.79555
6 | 0.86361 | 0.83942 | 0.79855 | 0.74326 | 0.74822 | 0.72853 | 0.75429 | 0.78484 | 0.74265 | 0.77907 | 0.83398 | 0.91108
7 | 1.0818 | 1.0752 | 1.0136 | 0.91391 | 0.91824 | 0.84575 | 0.85408 | 0.90326 | 0.90441 | 0.98289 | 1.0527 | 1.1101
8 | 1.2808 | 1.2593 | 1.1458 | 1.0549 | 1.0347 | 0.9715 | 0.98349 | 1.0197 | 1.0427 | 1.1335 | 1.2194 | 1.3084
9 | 1.3043 | 1.2539 | 1.1317 | 1.0825 | 1.0418 | 1.0336 | 1.0752 | 1.0861 | 1.0661 | 1.1355 | 1.2362 | 1.3734
10 | 1.3127 | 1.2409 | 1.1064 | 1.0879 | 1.0559 | 1.0824 | 1.148 | 1.1475 | 1.0955 | 1.1229 | 1.218 | 1.3895
11 | 1.2857 | 1.1844 | 1.0671 | 1.0711 | 1.0644 | 1.1063 | 1.2245 | 1.2054 | 1.0989 | 1.0896 | 1.1752 | 1.3514
12 | 1.2461 | 1.1407 | 1.0348 | 1.0582 | 1.0758 | 1.1349 | 1.3033 | 1.2756 | 1.1142 | 1.0555 | 1.1439 | 1.2987
13 | 1.2033 | 1.1076 | 1.0026 | 1.0296 | 1.071 | 1.1534 | 1.3811 | 1.3419 | 1.1334 | 1.0278 | 1.1041 | 1.2412
14 | 1.1586 | 1.0652 | 0.9643 | 1.0065 | 1.0719 | 1.1729 | 1.4528 | 1.4151 | 1.1541 | 1.0013 | 1.0542 | 1.1825
15 | 1.1165 | 1.0399 | 0.94224 | 0.98462 | 1.0811 | 1.2136 | 1.5395 | 1.5016 | 1.1916 | 0.98572 | 1.0483 | 1.1553
16 | 1.1478 | 1.0539 | 0.96625 | 1.0152 | 1.1315 | 1.2867 | 1.669 | 1.6131 | 1.2668 | 1.0226 | 1.0958 | 1.1959
17 | 1.2804 | 1.1343 | 1.0408 | 1.0662 | 1.2052 | 1.3687 | 1.7913 | 1.7262 | 1.3516 | 1.126 | 1.269 | 1.3771
18 | 1.6288 | 1.3875 | 1.2158 | 1.172 | 1.3223 | 1.4887 | 1.9091 | 1.8429 | 1.4773 | 1.3464 | 1.6146 | 1.7899
19 | 1.8199 | 1.69 | 1.4933 | 1.2794 | 1.4035 | 1.561 | 1.965 | 1.9037 | 1.5637 | 1.5302 | 1.7314 | 1.9287
20 | 1.7526 | 1.6787 | 1.5739 | 1.362 | 1.4062 | 1.5262 | 1.8795 | 1.8441 | 1.6429 | 1.5874 | 1.6681 | 1.8665
21 | 1.6508 | 1.5915 | 1.4938 | 1.4725 | 1.4792 | 1.5259 | 1.8138 | 1.8456 | 1.6251 | 1.509 | 1.5668 | 1.7775
22 | 1.4944 | 1.4534 | 1.3563 | 1.3849 | 1.4363 | 1.5241 | 1.7198 | 1.6999 | 1.4559 | 1.3472 | 1.4105 | 1.628
23 | 1.2659 | 1.2328 | 1.1352 | 1.1761 | 1.2192 | 1.3096 | 1.4576 | 1.4302 | 1.2221 | 1.1278 | 1.1915 | 1.3897
24 | 1.0056 | 0.986 | 0.90364 | 0.92574 | 0.95528 | 1.0318 | 1.1539 | 1.1361 | 0.97206 | 0.89903 | 0.95002 | 1.1082
kWh/day | 28.6889 | 27.0832 | 24.7989 | 24.2397 | 25.1347 | 26.6256 | 30.9878 | 30.7148 | 26.653 | 25.2083 | 27.1363 | 30.4328
Days/mo | 31 | 28.25 | 31 | 30 | 31 | 30 | 31 | 31 | 30 | 31 | 30 | 31
kWh/mo | 889.3563 | 765.1003 | 768.7658 | 727.19 | 779.1751 | 798.7671 | 960.6223 | 952.1585 | 799.5909 | 781.4566 | 814.0883 | 943.4164 | 9979.6876
C&I Cooling
Source: | Jan: Itron CEUS Website
| 1 | 2 | 3 | 4 | 5 | 6 | 7 | 8 | 9 | 10 | 11 | 12
| Jan | Feb | Mar | Apr | May | Jun | Jul | Aug | Sep | Oct | Nov | Dec
1 | 157297.5325 | 173093.2076 | 201975.808 | 229015.6276 | 317973.2465 | 454889.676 | 612782.8397 | 693441.5323 | 585002.2229 | 346569.2792 | 215902.1974 | 153413.3785
2 | 143963.6104 | 159339.2704 | 182239.4567 | 206474.2307 | 288651.9007 | 406491.8427 | 549556.5292 | 620335.5786 | 521283.0365 | 311954.2505 | 197060.2031 | 136960.6154
3 | 133212.5232 | 146864.7146 | 168115.5698 | 192745.3422 | 274870.1381 | 379526.1594 | 512093.1583 | 581481.0635 | 484348.2802 | 292793.937 | 182099.0016 | 125676.1694
4 | 126495.7946 | 139015.3878 | 159257.3296 | 195253.6651 | 283498.6064 | 387052.6583 | 520426.7722 | 589480.4022 | 494473.6813 | 298193.5086 | 171838.8641 | 119556.6588
5 | 130920.2616 | 143696.2171 | 164155.7772 | 212653.0906 | 323623.9693 | 439387.2333 | 587629.2863 | 659404.4274 | 554188.4573 | 331921.2656 | 176688.3409 | 123968.0663
6 | 140748.7797 | 155564.6462 | 179352.3911 | 269506.3406 | 428916.5484 | 601339.6375 | 789599.8921 | 872059.4556 | 727867.8292 | 427645.1557 | 193176.6526 | 133150.5675
7 | 179614.8884 | 200170.3404 | 232869.5796 | 375872.0151 | 659336.123 | 949845.2438 | 1229339.4597 | 1306470.9194 | 1018115.4479 | 562223.5333 | 243019.4391 | 169596.9922
8 | 239279.0081 | 271114.1484 | 350808.3075 | 558098.8292 | 954298.4012 | 1381457.2708 | 1749120.994 | 1884063.4778 | 1515710.35 | 815167.2681 | 339654.1615 | 224429.7946
9 | 306440.1951 | 381875.1283 | 528240.6467 | 806841.1906 | 1309501.0907 | 1848087.4604 | 2268892.3629 | 2449693.3629 | 2033109.225 | 1213491.6512 | 508661.4344 | 298496.3014
10 | 451021.3634 | 574300.3956 | 761963.7429 | 1087073.9406 | 1676088.1855 | 2291513.9271 | 2784149.6774 | 3006224.6694 | 2564657.2833 | 1653920.2762 | 772432.4083 | 459227.8271
11 | 621014.75 | 778788.1473 | 1001102.9466 | 1350299.7208 | 1974508.9052 | 2640408.0667 | 3180602.6573 | 3446382.0645 | 3006098.2042 | 2042825.2661 | 1062789.1615 | 643846.1603
12 | 786700.8105 | 958204.8917 | 1206259.1573 | 1558929.7042 | 2218770.9093 | 2897481.6208 | 3485050.0444 | 3780623.0968 | 3353730.525 | 2359325.4073 | 1308457.675 | 821337.8438
13 | 917677.4456 | 1097351.8984 | 1371472.6663 | 1720233.3 | 2404136.4839 | 3112539.5333 | 3733522.1774 | 4038301.6694 | 3626533.3958 | 2619150.9637 | 1499419.9521 | 956828.0716
14 | 1004553.9163 | 1202583.2232 | 1496487.6079 | 1842772.85 | 2535546.504 | 3269208.0042 | 3911990.1452 | 4232347.3468 | 3805302.2708 | 2777298.0202 | 1623251.4917 | 1042616.3679
15 | 1028970.2278 | 1241410.0413 | 1551456.2056 | 1885809.0042 | 2589111.371 | 3332405.2625 | 3975745.0806 | 4268611.2419 | 3848382.3833 | 2811370.2661 | 1640824.3708 | 1046654.119
16 | 967820.3397 | 1202346.5391 | 1520251.6341 | 1812245.6021 | 2485513.4435 | 3241480.4792 | 3897811.3548 | 4145048.4516 | 3667952.6333 | 2638763.9637 | 1514499.4083 | 951313.9254
17 | 787156.8619 | 1034968.6283 | 1359133.4526 | 1612414.4563 | 2201592.9597 | 2917721.3458 | 3512534.254 | 3706505.7339 | 3190879.1833 | 2167237.7016 | 1212846.7479 | 762537.247
18 | 622340.1724 | 779533.3917 | 1037215.2137 | 1237027.675 | 1738373.6915 | 2381971.65 | 2877944.9637 | 2995184.7661 | 2435880.4083 | 1618807.877 | 948396.4844 | 600871.3942
19 | 483457.4753 | 582153.5206 | 742074.3367 | 881104.7146 | 1253482.5565 | 1786315.5167 | 2201408.125 | 2287900.6734 | 1873519.725 | 1211554.9133 | 727701.5385 | 471631.3695
20 | 378930.7727 | 448759.5128 | 553804.247 | 653933.825 | 938484.7722 | 1365851.85 | 1703729.2298 | 1822485.7258 | 1499325.1458 | 951167.7399 | 564447.5146 | 368915.5696
21 | 314871.8644 | 369515.361 | 450378.3926 | 504910.9656 | 716169.9254 | 1048714.7417 | 1338159.2762 | 1470788.3266 | 1214162.1396 | 751807.4052 | 467855.8844 | 306119.1608
22 | 256196.122 | 297160.072 | 360429.5116 | 384550.2078 | 540674.9456 | 790130.2562 | 1025419.3952 | 1137547.4073 | 948265.2688 | 579842.0484 | 375231.7182 | 249731.1583
23 | 204897.3901 | 234879.8722 | 281679.9859 | 304742.8531 | 430275.2419 | 627238.4448 | 821170.371 | 924223.2137 | 766044.101 | 461325.2268 | 291069.7974 | 198230.1442
24 | 173176.9564 | 196497.9037 | 230450.6507 | 258394.7953 | 361377.1381 | 526177.7104 | 694031.6714 | 783633.0423 | 649377.7 | 384304.9788 | 240494.2453 | 166353.8594
kWh/day | 10556759.062 | 12769186.4601 | 16091174.6177 | 20140903.9464 | 28904777.0575 | 39077235.5917 | 47962709.7177 | 51702237.6492 | 44384208.8979 | 29628661.9037 | 16477818.693 | 10531462.7618
Days/mo | 31 | 28.25 | 31 | 30 | 31 | 30 | 31 | 31 | 30 | 31 | 30 | 31
kWh/mo | 327259530.9219 | 360729517.4978 | 498826413.1484 | 604227118.3906 | 896048088.7812 | 1172317067.75 | 1486844001.25 | 1602769367.125 | 1331526266.9375 | 918488519.0156 | 494334560.7891 | 326475345.6172 | 10019845797.2244
C&I Water Heating
Source: | Jan: Itron CEUS Website
| 1 | 2 | 3 | 4 | 5 | 6 | 7 | 8 | 9 | 10 | 11 | 12
| Jan | Feb | Mar | Apr | May | Jun | Jul | Aug | Sep | Oct | Nov | Dec
1 | 41578.6384 | 42249.7405 | 42311.3992 | 38517.1013 | 37893.3498 | 34736.7466 | 32947.0965 | 32194.1968 | 32222.0878 | 32698.7747 | 36858.5977 | 39705.0694
2 | 40002.9868 | 40628.0321 | 40723.5151 | 37848.1513 | 37451.2499 | 34326.3134 | 32547.5896 | 31801.403 | 31824.6555 | 32155.1835 | 35477.0766 | 38229.2951
3 | 39527.0093 | 40156.5765 | 40256.7019 | 38549.8868 | 38439.3787 | 35209.8301 | 33410.5054 | 32648.6607 | 32614.0611 | 32789.2121 | 35052.2802 | 37780.2917
4 | 40551.9154 | 41223.656 | 41312.2773 | 42262.1003 | 42787.6506 | 39077.8229 | 37275.8289 | 36429.1665 | 36126.0927 | 36011.7351 | 35911.8947 | 38718.1229
5 | 45134.6749 | 45903.273 | 45948.9296 | 49859.6105 | 51011.1909 | 46552.3008 | 44816.7553 | 43845.845 | 42922.6016 | 42546.3618 | 39709.9122 | 42887.9559
6 | 53731.2721 | 54692.0246 | 54663.4732 | 62296.06 | 64103.3003 | 58447.1461 | 56621.8758 | 55455.8061 | 53791.5958 | 53219.5369 | 46940.6005 | 50790.5999
7 | 67365.5611 | 68703.1376 | 68557.2411 | 77043.0633 | 78758.6382 | 71637.4831 | 69414.2979 | 68106.9758 | 65967.3048 | 65752.8306 | 58514.7854 | 63374.8295
8 | 82639.5578 | 84451.885 | 84068.4052 | 92102.8576 | 93525.3717 | 84326.1497 | 81293.1345 | 79875.1444 | 78049.3418 | 78561.4059 | 71477.7311 | 77430.7501
9 | 97971.7544 | 100270.1632 | 99628.8197 | 102262.0984 | 102111.1721 | 91559.2801 | 87482.7423 | 86082.41 | 84963.7711 | 86954.2904 | 84440.8823 | 91362.1261
10 | 106867.5197 | 109514.0801 | 108662.2558 | 107648.518 | 106483.1326 | 95415.2904 | 91321.1135 | 89827.4817 | 88653.7147 | 91417.4197 | 92065.6055 | 99489.433
11 | 111358.4277 | 114079.7414 | 113149.2392 | 111126.9594 | 109670.9057 | 98228.6253 | 94061.3855 | 92517.5983 | 91328.2182 | 94389.0602 | 95904.9193 | 103641.4971
12 | 114650.3082 | 117448.3516 | 116486.4541 | 112144.9701 | 110112.9524 | 98542.0318 | 94196.1061 | 92635.7098 | 91694.5068 | 95180.6103 | 98723.8668 | 106676.6746
13 | 115107.4948 | 117890.877 | 116895.4209 | 109958.3081 | 107299.4297 | 95988.9388 | 91668.221 | 90114.607 | 89451.8612 | 93286.6694 | 99112.7089 | 107064.0498
14 | 112219.1443 | 114844.4777 | 113855.2544 | 107517.1203 | 105009.2999 | 94083.4906 | 89884.2205 | 88274.8241 | 87661.6986 | 91312.9786 | 96663.6199 | 104403.8284
15 | 109850.2874 | 112341.9062 | 111358.8677 | 104008.3935 | 101253.9967 | 90908.5279 | 86947.0886 | 85308.3501 | 84587.0979 | 88258.9943 | 94711.3505 | 102285.7587
16 | 105874.7562 | 108267.8853 | 107355.7991 | 98234.0609 | 95143.5222 | 85473.8138 | 81790.5297 | 80179.8745 | 79511.2229 | 83220.7523 | 91428.0842 | 98722.7796
17 | 99472.5659 | 101725.7829 | 100928.0263 | 90254.0581 | 86921.9738 | 78191.2493 | 74849.0289 | 73324.6497 | 72753.8158 | 76331.745 | 86046.8203 | 92885.808
18 | 90945.1409 | 92949.7653 | 92339.875 | 81008.3505 | 77703.1163 | 70068.434 | 67064.7001 | 65657.5838 | 65196.5707 | 68399.7085 | 78848.0616 | 85115.8615
19 | 81369.706 | 83118.2787 | 82715.84 | 72512.8975 | 69704.6667 | 63012.9453 | 60323.5241 | 59028.9393 | 58648.5839 | 61243.9041 | 70795.2143 | 76384.8759
20 | 73063.2812 | 74573.9806 | 74314.7437 | 64929.5693 | 62476.9215 | 56592.6031 | 54148.6743 | 52981.5467 | 52703.8367 | 54857.6899 | 63797.1432 | 68782.9976
21 | 65556.94 | 66865.0283 | 66673.4768 | 57084.0945 | 54677.5194 | 49652.468 | 47402.2224 | 46405.8639 | 46262.2996 | 48179.8633 | 57428.1919 | 61895.078
22 | 57448.5874 | 58581.4189 | 58470.3916 | 50209.1954 | 48268.7654 | 43963.3033 | 41881.9001 | 41011.6181 | 40949.1531 | 42443.9332 | 50521.3022 | 54448.8117
23 | 50758.5684 | 51729.3424 | 51679.0469 | 44052.5837 | 42370.2141 | 38753.4999 | 36788.1605 | 36030.8463 | 36043.0576 | 37265.8682 | 44809.9462 | 48243.1662
24 | 44664.5874 | 45473.4701 | 45473.89 | 40347.7478 | 39271.2305 | 36002.3973 | 34199.1099 | 33457.2387 | 33512.8806 | 34200.378 | 39586.4203 | 42615.1009
kWh/day | 1847710.6859 | 1887682.875 | 1877829.3438 | 1791777.7566 | 1762448.949 | 1590750.6914 | 1522335.8112 | 1493196.3402 | 1477440.0305 | 1520678.9061 | 1604827.0159 | 1732934.7617
Days/mo | 31 | 28.25 | 31 | 30 | 31 | 30 | 31 | 31 | 30 | 31 | 30 | 31
kWh/mo | 57279031.2617 | 53327041.2187 | 58212709.6562 | 53753332.6992 | 54635917.418 | 47722520.7422 | 47192410.1465 | 46289086.5469 | 44323200.9141 | 47141046.0879 | 48144810.4766 | 53720977.6133 | 611742084.7812
Industrial Process
Source: | Jan: Itron CEUS Website
| 1 | 2 | 3 | 4 | 5 | 6 | 7 | 8 | 9 | 10 | 11 | 12
| Jan | Feb | Mar | Apr | May | Jun | Jul | Aug | Sep | Oct | Nov | Dec
1 | 14920.6458 | 14925.2746 | 14899.0843 | 14801.508 | 14658.5701 | 14552.2078 | 14586.3275 | 14593.2247 | 14563.3252 | 14731.7522 | 14866.4335 | 14908.8685
2 | 14743.0879 | 14748.2568 | 14721.1483 | 14855.4696 | 14772.0904 | 14677.5187 | 14699.7845 | 14710.1477 | 14684.7547 | 14795.5142 | 14689.6606 | 14724.9219
3 | 14855.7646 | 14864.5672 | 14839.3678 | 15370.3573 | 15397.0519 | 15280.121 | 15324.8319 | 15336.981 | 15284.5428 | 15346.6285 | 14811.5041 | 14840.74
4 | 15477.2503 | 15490.9403 | 15445.584 | 16830.0897 | 17055.0469 | 16873.9535 | 16979.6225 | 17001.8151 | 16875.884 | 16876.0781 | 15403.8198 | 15437.4163
5 | 17129.3019 | 17152.5785 | 17054.5183 | 19192.1841 | 19545.3226 | 19284.3419 | 19450.9986 | 19519.3642 | 19289.0804 | 19315.909 | 16978.9641 | 17023.1612
6 | 19602.204 | 19645.4082 | 19494.9022 | 21708.8429 | 21978.4733 | 21615.4932 | 21860.3264 | 21969.3702 | 21647.8829 | 21857.0125 | 19358.721 | 19404.1374
7 | 22033.6639 | 22080.7414 | 21884.1724 | 25127.3999 | 25564.0716 | 25030.7425 | 25403.3226 | 25559.2765 | 25115.3887 | 25379.4458 | 21677.0507 | 21705.2094
8 | 25634.6262 | 25631.4574 | 25376.2138 | 28111.4431 | 28250.4255 | 27581.2842 | 28013.0204 | 28223.5419 | 27762.5458 | 28322.6639 | 25038.5809 | 25026.3005
9 | 28351.4082 | 28330.609 | 28017.7348 | 30497.8345 | 30410.0811 | 29609.8291 | 30041.4703 | 30331.2017 | 29946.2207 | 30688.5968 | 27601.2002 | 27567.8645
10 | 30584.2832 | 30565.7066 | 30190.9567 | 31748.1811 | 31312.0875 | 30509.8164 | 30912.3807 | 31216.6833 | 30886.5888 | 31831.7154 | 29714.9484 | 29680.7211
11 | 31506.3897 | 31498.0603 | 31094.1545 | 32054.4664 | 31456.4738 | 30686.3519 | 31081.6284 | 31352.4773 | 31051.2873 | 32079.6709 | 30603.0134 | 30587.0229
12 | 31636.0837 | 31633.5585 | 31210.9575 | 31953.6495 | 31373.7051 | 30643.2025 | 31075.8445 | 31279.9642 | 30934.3238 | 31993.641 | 30720.8272 | 30743.215
13 | 31507.9163 | 31498.1839 | 31073.0983 | 31827.671 | 31290.092 | 30574.2969 | 31034.6705 | 31202.7835 | 30830.0651 | 31880.5579 | 30589.9246 | 30624.7738
14 | 31402.7369 | 31386.0118 | 30958.8981 | 31482.8538 | 30902.4361 | 30211.4714 | 30677.7111 | 30820.0748 | 30444.3975 | 31519.2825 | 30479.5544 | 30521.5176
15 | 31004.4364 | 30983.7646 | 30559.3955 | 30780.3865 | 30141.0134 | 29508.7776 | 29954.1542 | 30070.8578 | 29713.729 | 30792.0347 | 30097.9754 | 30140.9527
16 | 30237.3758 | 30224.7612 | 29810.5483 | 28789.1551 | 27891.5164 | 27389.5824 | 27732.5682 | 27843.9663 | 27551.9081 | 28719.1255 | 29392.9494 | 29439.4796
17 | 27965.4904 | 28001.016 | 27638.3374 | 26717.5062 | 25968.8677 | 25532.562 | 25812.7638 | 25912.2813 | 25661.7541 | 26651.1368 | 27327.5843 | 27375.3835
18 | 26043.0137 | 26075.9601 | 25767.6271 | 24587.9872 | 23880.2061 | 23465.5109 | 23711.7043 | 23814.4802 | 23564.396 | 24534.0629 | 25514.9964 | 25587.8473
19 | 23959.7329 | 23968.5882 | 23724.7156 | 22634.2598 | 22002.2341 | 21586.96 | 21825.2332 | 21911.3883 | 21682.4858 | 22566.1785 | 23512.0712 | 23616.1969
20 | 22085.664 | 22069.1371 | 21869.0533 | 20793.174 | 20165.3942 | 19801.7308 | 20000.2285 | 20074.8826 | 19885.6994 | 20701.5387 | 21682.8882 | 21801.0753
21 | 20252.1838 | 20242.7713 | 20093.4321 | 19054.7176 | 18456.4734 | 18179.3955 | 18317.8068 | 18378.6494 | 18239.5901 | 18941.8371 | 19935.6009 | 20042.8376
22 | 18538.9126 | 18544.6221 | 18451.7423 | 17723.786 | 17256.158 | 17049.8754 | 17143.7953 | 17188.4367 | 17086.189 | 17614.6078 | 18333.8056 | 18406.1813
23 | 17332.367 | 17348.8332 | 17289.1574 | 16422.7713 | 15994.0358 | 15843.1136 | 15902.3289 | 15927.5665 | 15860.2709 | 16296.1768 | 17196.4105 | 17253.9236
24 | 16060.6541 | 16069.1632 | 16034.3721 | 15200.3368 | 14840.7354 | 14728.1927 | 14766.9502 | 14775.8011 | 14738.675 | 15085.885 | 15961.8269 | 16016.3206
kWh/day | 562865.1934 | 562979.9718 | 557499.1721 | 568266.0315 | 560562.5624 | 550216.3319 | 556309.4733 | 559015.2164 | 553300.9851 | 568521.0525 | 551490.312 | 552476.0685
Days/mo | 31 | 28.25 | 31 | 30 | 31 | 30 | 31 | 31 | 30 | 31 | 30 | 31
kWh/mo | 17448820.9961 | 15904184.2039 | 17282474.335 | 17047980.9453 | 17377439.4336 | 16506489.957 | 17245593.6719 | 17329471.708 | 16599029.5527 | 17624152.6289 | 16544709.3594 | 17126758.125 | 204037104.9168
C&I Interior Lighting
Source: | Jan: Itron CEUS Website
| 1 | 2 | 3 | 4 | 5 | 6 | 7 | 8 | 9 | 10 | 11 | 12
| Jan | Feb | Mar | Apr | May | Jun | Jul | Aug | Sep | Oct | Nov | Dec
1 | 1014085.119 | 1015120.2991 | 1015242.504 | 974082.0563 | 959339.3891 | 953821.6708 | 948447.494 | 951874.2984 | 961308.3125 | 974478.6492 | 1011059.3938 | 1008353.2137
2 | 963359.3992 | 964063.4955 | 964961.881 | 957442.3875 | 951490.7298 | 945873.8375 | 939948.2238 | 943430.8286 | 953179.1083 | 959490.9698 | 961154.75 | 958529.8065
3 | 955370.3629 | 956214.971 | 957188.1935 | 989875.4583 | 993514.3044 | 986911.2875 | 981562.6673 | 985940.1895 | 994623.85 | 994373.2903 | 952947.0938 | 950750.9274
4 | 996994.4093 | 998456.2411 | 999104.75 | 1131882.8917 | 1159743.0302 | 1146226.1646 | 1145065.7984 | 1151559.7702 | 1156105.6333 | 1143709.8629 | 993027.6229 | 991317.8448
5 | 1162657.4294 | 1164657.2188 | 1162408.6835 | 1434336.775 | 1493768.504 | 1464941.9917 | 1469570.2742 | 1480228.9355 | 1477578 | 1457326.5242 | 1150220.1187 | 1150161.2319
6 | 1492484.1331 | 1496931.9509 | 1488513.9677 | 1933268.3542 | 2025647.1653 | 1970334.9375 | 1980633.625 | 2005108.5081 | 1993775.2583 | 1971391.5 | 1465027.0542 | 1464995.9234
7 | 2019744.7621 | 2030351.8036 | 2009847.0524 | 2506619.8792 | 2598079.2903 | 2516737.8125 | 2524875.625 | 2560004.6774 | 2552225.8625 | 2557888.4919 | 1968196.0875 | 1965791.7984
8 | 2590885.1774 | 2605266.0089 | 2572417.4839 | 2994437.2792 | 3053743.9355 | 2952645.2333 | 2951281.5403 | 2998310.2823 | 2991351.5625 | 3039187.0121 | 2509052.375 | 2509291.1129
9 | 3035401.3629 | 3055503.8705 | 3017769.3105 | 3263036.1208 | 3267305.3105 | 3159086.3458 | 3147147.9355 | 3200488.7177 | 3197405.5917 | 3297189.5323 | 2937807.8167 | 2930713.5766
10 | 3243633.2177 | 3268356.7143 | 3229078.2097 | 3358986.5292 | 3331496.2984 | 3223091.025 | 3208586.2702 | 3263639.5 | 3259742.2 | 3386014.8185 | 3143709.475 | 3131100.0685
11 | 3305181.1532 | 3331321.6161 | 3291339.0927 | 3367507.8833 | 3327311.1492 | 3218035.7417 | 3202163.8589 | 3257118.3266 | 3253613.85 | 3390592.6855 | 3205001.8375 | 3192077.7339
12 | 3299923.246 | 3325642.4777 | 3285238.7823 | 3359328.8958 | 3320151.6734 | 3208463.825 | 3194565.7379 | 3247798.3992 | 3246342.8167 | 3383859.3669 | 3199743.3792 | 3186236.7944
13 | 3293311.7379 | 3317247.1964 | 3276063.5726 | 3342026.0958 | 3299215.1774 | 3180680.9042 | 3170563.1008 | 3220327.2056 | 3227281.4042 | 3368281.8468 | 3192415.4792 | 3178496.6008
14 | 3276498.8226 | 3299392.4866 | 3255757.7581 | 3299569.75 | 3250286.2097 | 3135136.9458 | 3135023.0726 | 3179076.0605 | 3180677.3625 | 3324952.9677 | 3174119.0458 | 3160172.871
15 | 3231157.4919 | 3251271.9821 | 3207500.5887 | 3209666.2792 | 3151504.3427 | 3045258.0792 | 3053035.2863 | 3090959.1935 | 3088271.9208 | 3233953.9597 | 3128908.175 | 3117783.0605
16 | 3137073.7419 | 3153962.5 | 3111108.6089 | 3047908.1833 | 2977411.8871 | 2883721.9958 | 2894942.1089 | 2927512.0524 | 2920114.1708 | 3065707.5968 | 3040521.3583 | 3031630.9355
17 | 2968537.4597 | 2981630.0491 | 2941993.8347 | 2797977.7667 | 2713537.4274 | 2637714.9042 | 2651732.3387 | 2678108.2379 | 2668770.1667 | 2809970.1815 | 2884709.8208 | 2878231.3468
18 | 2709670.8548 | 2723206.5179 | 2687866.4677 | 2491194.6292 | 2404295.5484 | 2348303.1792 | 2364702.9234 | 2381736.9274 | 2373851.7375 | 2502725.9032 | 2638881.5667 | 2631779.5282
19 | 2401984.2339 | 2411864.2723 | 2387895.121 | 2212106.4917 | 2139358.7137 | 2094072.2292 | 2110159.7218 | 2123693.0242 | 2117438.9208 | 2218828.875 | 2349332.9042 | 2342343.9315
20 | 2136706.496 | 2143018.9286 | 2124776.4637 | 1942048.7458 | 1877186.1411 | 1843186.95 | 1855740.0081 | 1864244.1613 | 1861628.6583 | 1947624.2863 | 2097240.1208 | 2088602.1048
21 | 1876551.9073 | 1880922.2991 | 1866669.1815 | 1654546.6375 | 1586171.8669 | 1564181.8583 | 1568613.8831 | 1576254.6734 | 1577992.2667 | 1654184.5403 | 1848731.3292 | 1839710.4315
22 | 1589175.5806 | 1591800.9821 | 1584938.0968 | 1386776.4958 | 1327295.7661 | 1313287.525 | 1312838.0645 | 1319323.0806 | 1324303.8458 | 1383844.2419 | 1573326.5333 | 1566605.1129
23 | 1330122.2137 | 1332904.3705 | 1328256.5524 | 1170064.5646 | 1121489.2097 | 1113169.8396 | 1109902.1512 | 1114983.2298 | 1123051.2 | 1166114.5847 | 1320145.85 | 1316205.7097
24 | 1126785.4597 | 1128023.5982 | 1126570.0726 | 1039590.6083 | 1009121.6956 | 1004701.1771 | 999551.121 | 1002128.6069 | 1013789.6708 | 1034658.8649 | 1121479.3875 | 1119414.7339
kWh/day | 53157295.7722 | 53427131.8504 | 52892506.2298 | 53864280.7583 | 53338464.7661 | 51909585.4604 | 51920652.8306 | 52523848.8871 | 52514423.3708 | 54266350.5524 | 51866758.575 | 51710296.3992
Days/mo | 31 | 28.25 | 31 | 30 | 31 | 30 | 31 | 31 | 30 | 31 | 30 | 31
kWh/mo | 1647876168.9375 | 1509316474.7751 | 1639667693.125 | 1615928422.75 | 1653492407.75 | 1557287563.8125 | 1609540237.75 | 1628239315.5 | 1575432701.125 | 1682256867.125 | 1556002757.25 | 1603019188.375 | 19278059798.2751
C&I Motors
Itron CEUS Website
| 1 | 2 | 3 | 4 | 5 | 6 | 7 | 8 | 9 | 10 | 11 | 12
| Jan | Feb | Mar | Apr | May | Jun | Jul | Aug | Sep | Oct | Nov | Dec
1 | 142907.5408 | 143348.7199 | 143271.4481 | 140668.7594 | 144868.438 | 148224.9297 | 149001.0857 | 147450.4365 | 145053.9099 | 142042.9098 | 142824.301 | 142637.2838
2 | 136838.287 | 137212.6244 | 137180.6482 | 139118.6828 | 144559.5736 | 147772.6276 | 148458.1179 | 147187.7631 | 144804.6156 | 140798.0751 | 136700.5198 | 136613.8558
3 | 136410.3816 | 136841.3711 | 136801.932 | 146677.4797 | 155947.8967 | 159062.7406 | 159605.1749 | 158705.1245 | 156227.9151 | 149692.3775 | 136244.4826 | 136182.9204
4 | 145914.6192 | 146526.1055 | 146288.4577 | 173622.9453 | 187437.3266 | 188807.0297 | 189733.4627 | 189618.44 | 186847.1901 | 178291.504 | 145604.5349 | 145352.7923
5 | 177331.5932 | 178076.077 | 177149.8831 | 226315.3167 | 247488.7843 | 246848.2922 | 249299.6578 | 249824.7606 | 243066.7573 | 233475.4073 | 175971.6745 | 175431.5786
6 | 232833.6704 | 233887.9074 | 231861.8679 | 298297.0323 | 317836.2056 | 313280.7557 | 317342.3075 | 318807.5474 | 313496.962 | 307443.2147 | 229591.5766 | 228324.0973
7 | 309613.7712 | 311126.2126 | 307816.1144 | 385338.8802 | 405066.7681 | 396962.4698 | 402732.6079 | 405230.5958 | 397236.0786 | 394756.9229 | 303601.6807 | 301703.4919
8 | 396214.1038 | 398357.5318 | 393338.6643 | 450953.0167 | 462295.4577 | 451933.6917 | 456903.6442 | 460418.5212 | 452229.6771 | 459060.131 | 386407.3786 | 384371.4486
9 | 453301.8831 | 456027.5022 | 450102.2344 | 485773.5792 | 489472.0151 | 477773.9208 | 482019.249 | 486413.4012 | 477822.6427 | 491580.6623 | 441548.325 | 438793.6381
10 | 480498.6941 | 483648.9688 | 477278.5186 | 501652.7479 | 501398.9738 | 489599.6115 | 493615.5766 | 498263.6452 | 489949.7625 | 506381.4637 | 467759.6443 | 464533.1784
11 | 492601.0746 | 495910.7824 | 489346.7157 | 506988.3823 | 504842.5222 | 492964.8688 | 497128.628 | 501686.6542 | 493264.3187 | 511220.7067 | 479465.2536 | 476133.374
12 | 496031.9763 | 499310.7667 | 492638.4395 | 505817.2031 | 502765.3972 | 490782.95 | 495339.2308 | 499548.5796 | 490958.2 | 509815.4032 | 482632.9307 | 479429.6074
13 | 493858.9309 | 496927.1027 | 490226.1714 | 500244.0417 | 496391.9667 | 484512.1583 | 489559.9244 | 493218.3337 | 484694.8792 | 503852.3216 | 480282.0187 | 477231.3614
14 | 487628.0761 | 490366.6205 | 483733.5897 | 488322.3823 | 482756.1976 | 471376.924 | 476853.9929 | 479864.8125 | 471858.0167 | 491537.7702 | 474060.7755 | 471360.6013
15 | 474777.247 | 477145.952 | 470771.9042 | 465238.9292 | 458034.4677 | 447697.3063 | 452964.9042 | 455290.3599 | 447632.45 | 467877.8659 | 461591.9724 | 459244.7324
16 | 449888.3942 | 451908.0156 | 446086.2712 | 424121.025 | 414747.0817 | 406555.9833 | 411273.6653 | 412808.6179 | 405658.9219 | 426051.1099 | 438190.4969 | 435961.0645
17 | 405691.7959 | 407375.0469 | 402514.4224 | 371457.9396 | 364278.8886 | 359881.4708 | 363573.7812 | 364196.7591 | 357774.6458 | 375702.0202 | 396609.5302 | 394523.7293
18 | 353155.057 | 354391.8471 | 350713.3624 | 324330.2943 | 319296.5353 | 317340.2948 | 320320.3654 | 320343.5161 | 314379.0474 | 328640.2737 | 346793.6302 | 344996.812
19 | 309834.6532 | 310751.3772 | 308102.9435 | 282981.0156 | 279575.443 | 279198.6797 | 281743.3584 | 281214.4758 | 275893.0719 | 286666.6719 | 305898.4568 | 303990.2218
20 | 270814.2923 | 271574.4297 | 269643.0252 | 246591.8797 | 246075.8836 | 247470.0438 | 249571.4798 | 248249.0902 | 244079.2896 | 250142.5015 | 268345.2245 | 266540.0852
21 | 235608.1074 | 236350.5229 | 235117.6668 | 216922.1125 | 217145.5786 | 219211.0891 | 220954.3175 | 219469.624 | 216366.4865 | 219579.8997 | 234335.5484 | 232687.7858
22 | 207938.6084 | 208669.1998 | 208022.5348 | 186389.2495 | 186998.6754 | 189161.6677 | 190549.4551 | 189477.3841 | 187100.8068 | 188664.6326 | 207567.3068 | 206164.3271
23 | 177398.0081 | 178005.4397 | 177574.1961 | 161423.688 | 163711.5166 | 166996.6094 | 167839.0892 | 166462.4657 | 164545.9016 | 163625.369 | 177331.5255 | 176325.1729
24 | 154321.7193 | 154829.3482 | 154571.0932 | 148727.0854 | 152337.9209 | 155585.6786 | 156305.6724 | 154687.622 | 150713.4974 | 149247.7359 | 154344.6505 | 153869.6069
kWh/day | 7621412.4849 | 7658569.4721 | 7580152.1048 | 7777973.6682 | 7845329.5146 | 7749001.7938 | 7822688.749 | 7848438.5302 | 7711655.0443 | 7876146.9501 | 7473703.4388 | 7432402.7671
Days/mo | 31 | 28.25 | 31 | 30 | 31 | 30 | 31 | 31 | 30 | 31 | 30 | 31
kWh/mo | 236263787.0312 | 216354587.5868 | 234984715.25 | 233339210.0469 | 243205214.9531 | 232470053.8125 | 242503351.2188 | 243301594.4375 | 231349651.3281 | 244160555.4531 | 224211103.1641 | 230404485.7812 | 2812548310.0633
C&I Refrigeration
Source: | Jan: Itron CEUS Website
| 1 | 2 | 3 | 4 | 5 | 6 | 7 | 8 | 9 | 10 | 11 | 12
| Jan | Feb | Mar | Apr | May | Jun | Jul | Aug | Sep | Oct | Nov | Dec
1 | 870755.0423 | 881005.2612 | 892691.7903 | 902546.0729 | 932521.2964 | 958673.5167 | 1000646.0403 | 1006559.0746 | 988491.9396 | 951242.8508 | 910212.4792 | 872605.3427
2 | 866803.2077 | 876092.1853 | 887178.7883 | 898666.3146 | 929397.246 | 954748.5042 | 996249.6573 | 1001793.1815 | 983966.8167 | 946973.0121 | 905193.2375 | 868324.4234
3 | 864714.3548 | 873615.3348 | 883987.6694 | 898185.5646 | 929561.9859 | 954507.6625 | 995480.3609 | 1000661.5262 | 983148.0458 | 946118.871 | 902058.6875 | 865680.119
4 | 865689.3004 | 874122.2366 | 884353.623 | 902855.8333 | 935791.9456 | 960390.5271 | 1001417.7319 | 1006254.1734 | 988826.5687 | 951132.8185 | 902114.6625 | 866689.3145
5 | 872401.5101 | 880670.5625 | 890142.246 | 937296.3146 | 978719.4819 | 1003974.2646 | 1046462.0907 | 1051024.7621 | 1032852.3625 | 988685.744 | 908278.9521 | 873073.5081
6 | 912919.6734 | 921174.1763 | 930521.873 | 951725.0125 | 990928.4073 | 1017270.7792 | 1057679.2339 | 1059386.1532 | 1039281.4396 | 1000401.4335 | 950115.1542 | 913964.125
7 | 918005.25 | 926757.8929 | 936379.1048 | 966902.7104 | 1008434.0665 | 1034933.4833 | 1075961.9194 | 1079265.6573 | 1055651.0208 | 1008984.7883 | 954758.9104 | 919025.7036
8 | 916066.2843 | 925230.6384 | 940703.0423 | 983810.5417 | 1023574.744 | 1051917.4875 | 1094971.0927 | 1100651.5927 | 1076032.4167 | 1027903.6512 | 955114.7979 | 915501.0343
9 | 916894.6815 | 932086.5625 | 956344.9859 | 1024714.3958 | 1071787.8427 | 1104121.6167 | 1153028.9355 | 1161816.0081 | 1135270.4792 | 1077856.4375 | 968661.5333 | 918777.3508
10 | 958792.5141 | 976408.6496 | 1001437.4415 | 1043497.2771 | 1083262.1774 | 1117126.4917 | 1168938.2097 | 1179989.3145 | 1153452.8375 | 1102130.4839 | 1019906.1958 | 964596.3629
11 | 974988.4294 | 990801.8415 | 1014850.1512 | 1053517.9125 | 1092226.879 | 1126165.9958 | 1179014.8548 | 1190186.1089 | 1164612.1958 | 1115818.4395 | 1038273.1854 | 982874.3972
12 | 991328.5484 | 1004606.808 | 1026598.8387 | 1084143.9563 | 1129790.1895 | 1165573.8125 | 1221425.25 | 1233404.5968 | 1207296.6917 | 1152202.4839 | 1053758.2437 | 999766.6875
13 | 1029584.2944 | 1041188.529 | 1063341.7278 | 1094618.1125 | 1133976.5645 | 1169532.1875 | 1225825.3427 | 1238418.0161 | 1212847.2 | 1163148.7581 | 1093606 | 1038412.6734
14 | 1036296.4456 | 1047005.9821 | 1068672.5806 | 1122347.4833 | 1168348.2581 | 1205258.5417 | 1263089.246 | 1275160.3105 | 1249600.6542 | 1194181.4718 | 1099003.3458 | 1045067.5685
15 | 1069688.3306 | 1080272.0714 | 1102548.5524 | 1128687.1375 | 1166913.1452 | 1203282.725 | 1259840.5323 | 1271070.0444 | 1245850.9208 | 1198170.5766 | 1133492.4208 | 1078562.9133
16 | 1071612.0383 | 1082035.0402 | 1103906.9758 | 1099107.0042 | 1126377.5605 | 1160067.8583 | 1211837.1532 | 1221385.4637 | 1198130.7958 | 1160126.9556 | 1132692.3208 | 1079329.8508
17 | 1037825.5363 | 1048556.4933 | 1068439.2984 | 1085199.5792 | 1117498.1048 | 1151209.5125 | 1202068.8185 | 1210880.9919 | 1186435.8542 | 1140728.9677 | 1092261.7458 | 1042994.8407
18 | 1025749.7944 | 1040055.5893 | 1060286.8246 | 1048183.7937 | 1072542.0242 | 1104675.1833 | 1151680.9556 | 1158365.9234 | 1133229.2917 | 1094744.0484 | 1075459.1208 | 1027119.6915
19 | 984957.0988 | 997989.404 | 1016454.5504 | 1025740.6125 | 1057837.246 | 1092790.8917 | 1141631.5 | 1147848.629 | 1122309.5208 | 1077281.4758 | 1031754.1896 | 987674.1794
20 | 972309.1633 | 985209.4509 | 1001191.0645 | 1012509.1208 | 1045053.6431 | 1077595.15 | 1126692.9355 | 1135101.3589 | 1111552.425 | 1067357.7379 | 1019964.8542 | 974840.5504
21 | 963539.5181 | 975963.2455 | 991183.998 | 976053.9333 | 1000184.5907 | 1029856.9875 | 1076165.75 | 1084460.1331 | 1063034.1625 | 1027315.5323 | 1010303.1167 | 965732.8065
22 | 924332.7802 | 936185.3415 | 950186.9536 | 959974.6813 | 988921.8448 | 1015930.0396 | 1059371.4556 | 1066492.1774 | 1047143.1771 | 1009676.8165 | 967887.7438 | 925949.9093
23 | 917990.6351 | 929274.6295 | 942054.2944 | 924048.0146 | 946123.8286 | 972622.2583 | 1014774.3044 | 1021674.4819 | 1002464.5396 | 970134.5262 | 959191.8938 | 920137.752
24 | 877708.4577 | 888511.8772 | 900419.9657 | 909736.8667 | 938609.4798 | 965599.2917 | 1006660.7097 | 1012361.6673 | 993207.1333 | 957143.623 | 916470.0479 | 879434.6371
kWh/day | 22840952.8891 | 23114819.8036 | 23513876.3407 | 24034068.2458 | 24868382.5524 | 25597824.7687 | 26730914.0806 | 26914211.3468 | 26374688.4896 | 25329461.504 | 24000532.8396 | 22926135.7419
Days/mo | 31 | 28.25 | 31 | 30 | 31 | 30 | 31 | 31 | 30 | 31 | 30 | 31
kWh/mo | 708069539.5625 | 652993659.4509 | 728930166.5625 | 721022047.375 | 770919859.125 | 767934743.0625 | 828658336.5 | 834340551.75 | 791240654.6875 | 785213306.625 | 720015985.1875 | 710710208 | 9020049057.8884
C&I Heating
Itron CEUS Website
| 1 | 2 | 3 | 4 | 5 | 6 | 7 | 8 | 9 | 10 | 11 | 12
| Jan | Feb | Mar | Apr | May | Jun | Jul | Aug | Sep | Oct | Nov | Dec
1 | 198974.749 | 161651.9076 | 129140.3082 | 110392.0573 | 78175.5149 | 60812.2212 | 52994.6627 | 50850.6497 | 53135.6555 | 70395.1287 | 114393.0549 | 189535.1421
2 | 215917.8574 | 173577.3039 | 138361.7503 | 119934.0013 | 84104.4624 | 64106.5749 | 54872.7215 | 52595.3095 | 55214.1798 | 73796.155 | 120463.393 | 207622.4153
3 | 232014.4622 | 188340.2174 | 150196.7142 | 129598.3427 | 89476.9146 | 67546.6056 | 56724.4764 | 53982.2288 | 57305.9792 | 77970.7436 | 130760.1727 | 225221.182
4 | 244661.9355 | 200787.5193 | 161465.2918 | 142179.7305 | 98156.9025 | 72068.922 | 59542.0369 | 56734.6018 | 60534.4729 | 83072.7146 | 141775.3128 | 240655.7258
5 | 265819.1336 | 217566.3538 | 176732.2578 | 157169.8227 | 107191.1363 | 79833.5897 | 65771.6518 | 62751.7519 | 67564.3151 | 92278.6677 | 152327.9346 | 263787.7802
6 | 280533.4597 | 232077.5396 | 192360.9007 | 197232.7617 | 138105.907 | 99577.0672 | 82636.1101 | 80371.919 | 84975.0169 | 120695.4524 | 167356.2969 | 285533.2182
7 | 359257.9451 | 302229.476 | 245998.8392 | 237489.1063 | 152201.8291 | 108105.594 | 92179.1804 | 89411.4582 | 98204.5034 | 160693.9413 | 218860.5427 | 361545.7379
8 | 474146.8548 | 380189.0039 | 269481.0144 | 222708.9628 | 138051.7596 | 103138.34 | 88420.2364 | 86378.4791 | 92343.4328 | 147184.3203 | 260386.1255 | 468097.9446
9 | 453281.2228 | 341343.399 | 235511.1782 | 187684.3182 | 120932.9645 | 93507.3359 | 82462.5788 | 79911.3346 | 82922.5891 | 122809.3377 | 221922.5385 | 420103.8196
10 | 359101.3881 | 276654.6691 | 191557.9191 | 150948.4409 | 100583.9138 | 82804.766 | 74235.8958 | 69894.7113 | 72093.3841 | 100239.0735 | 173337.3383 | 327444.0282
11 | 287655.9098 | 220061.1501 | 154240.2132 | 126268.2221 | 89452.9284 | 75976.4979 | 67942.9916 | 64361.8754 | 65083.1243 | 86023.7378 | 136813.8135 | 253176.0968
12 | 230064.1724 | 179472.5525 | 131469.1195 | 110643.3988 | 81001.0213 | 70678.4129 | 63285.4796 | 57861.4284 | 58182.8779 | 76289.2379 | 115702.4632 | 200079.1316
13 | 196317.5502 | 154063.1161 | 115064.5049 | 101672.4135 | 75620.0229 | 65915.9115 | 58474.5222 | 53738.6251 | 54256.5468 | 70255.6463 | 101163.9254 | 170340.4612
14 | 176504.6986 | 139848.4534 | 107206.2899 | 95417.4113 | 72008.5504 | 63034.2031 | 55479.4215 | 50258.0248 | 51383.0019 | 65748.3969 | 93475.3687 | 152857.879
15 | 168420.2961 | 134279.1409 | 102823.7161 | 93775.2143 | 70816.8788 | 62121.2645 | 54351.3735 | 49713.8065 | 50843.0712 | 64781.4997 | 89943.6184 | 146812.9262
16 | 167955.5998 | 131848.2447 | 101178.9705 | 91451.3302 | 69152.4642 | 59023.1892 | 51889.5717 | 47359.9277 | 49164.8523 | 63848.7361 | 91184.8767 | 150640.3241
17 | 184278.9894 | 137277.6264 | 102399.799 | 94850.0842 | 71393.7321 | 61472.9647 | 55374.0117 | 49833.746 | 51883.7385 | 68111.9231 | 98165.5201 | 170531.2767
18 | 197941.2742 | 154077.748 | 114533.8233 | 93259.4322 | 68864.8232 | 58522.6717 | 53416.7426 | 48873.3009 | 51695.5493 | 71118.0042 | 112988.0417 | 183496.219
19 | 182851.7843 | 148796.4676 | 116604.5638 | 90285.7372 | 62477.1603 | 52953.3003 | 48251.6744 | 44384.1036 | 48047.3139 | 66226.6051 | 110178.2224 | 169594.4468
20 | 166752.3042 | 136836.5511 | 109026.4128 | 92678.0053 | 68593.8286 | 57996.4587 | 53431.6264 | 50434.3148 | 52934.4813 | 68137.3237 | 102349.2257 | 157704.9239
21 | 170415.6326 | 139761.7026 | 112450.5771 | 99927.1895 | 72948.4407 | 62510.2953 | 56658.6734 | 54428.6617 | 55025.255 | 71809.9756 | 103523.6865 | 162578.2238
22 | 182052.0943 | 149453.3186 | 120495.2659 | 103972.2592 | 74617.2767 | 63046.622 | 57851.8575 | 54136.7399 | 56888.0852 | 73351.0404 | 110054.4708 | 173249.4577
23 | 187163.2268 | 153594.8585 | 123369.6101 | 100566.2171 | 68851.2738 | 57591.0699 | 53346.1148 | 50793.3769 | 52881.2796 | 67616.3238 | 112077.5359 | 179171.1429
24 | 186226.3082 | 150659.3722 | 120554.7039 | 105331.4557 | 73684.3731 | 60781.0348 | 55237.2176 | 52673.2205 | 54885.9474 | 68434.816 | 108786.1086 | 179015.7525
kWh/day | 5768308.8488 | 4604447.6922 | 3522223.744 | 3055435.9151 | 2126464.0793 | 1703124.913 | 1494830.8293 | 1411733.5959 | 1477448.6532 | 2030888.8014 | 3187989.5874 | 5438795.256
Days/mo | 31 | 28.25 | 31 | 30 | 31 | 30 | 31 | 31 | 30 | 31 | 30 | 31
kWh/mo | 178817574.3125 | 130075647.3059 | 109188936.0625 | 91663077.4531 | 65920386.457 | 51093747.3906 | 46339755.707 | 43763741.4727 | 44323459.5957 | 62957552.8437 | 95639687.6211 | 168602652.9375 | 1088386219.1594
C&I Ventilation
Source: | Jan: Itron CEUS Website
| 1 | 2 | 3 | 4 | 5 | 6 | 7 | 8 | 9 | 10 | 11 | 12
| Jan | Feb | Mar | Apr | May | Jun | Jul | Aug | Sep | Oct | Nov | Dec
1 | 602243.3407 | 580782.5558 | 561969.1452 | 553664.324 | 552712.1603 | 571520.2344 | 591014.8095 | 606582.4244 | 586726.499 | 560784.121 | 554540.4271 | 588880.7621
2 | 600883.9194 | 579357.1261 | 556175.6583 | 543548.1635 | 538911.2369 | 554927.2635 | 572787.9506 | 586887.6028 | 568473.5677 | 547304.4587 | 546788.3406 | 587810.5706
3 | 595271.3901 | 573152.2489 | 547861.3831 | 543184.0885 | 537643.8004 | 551671.8927 | 567309.0444 | 579597.3165 | 562326.0687 | 543702.4617 | 540058.4885 | 583831.1462
4 | 602873.756 | 580166.0714 | 552099.123 | 563725.4625 | 563576.4234 | 574387.45 | 590743.9909 | 603476.4839 | 585767.7625 | 565521.0716 | 543994.2156 | 592029.5474
5 | 632498.4254 | 610874.3181 | 580991.0323 | 606900.6906 | 607345.001 | 615302.0583 | 632616.4718 | 645396.9335 | 626040.1719 | 605843.7046 | 568445.7604 | 623218.7308
6 | 671875.629 | 652369.0692 | 623008.2833 | 732492.3479 | 760640.4556 | 765484.8271 | 781415.7823 | 796187.4919 | 780629.6521 | 745927.9083 | 610877.4385 | 662569.0796
7 | 798698.8508 | 784579.8884 | 758360.3861 | 904693.2396 | 949258.6673 | 960704.9792 | 989995.873 | 1010246.8992 | 966965.4917 | 922314.2641 | 741986.5927 | 780918.4667
8 | 970501.6411 | 956167.9487 | 926770.8609 | 1053297.7563 | 1090780.0202 | 1103522.3833 | 1129283.6089 | 1162140.4073 | 1122362.3354 | 1080005.6351 | 902143.075 | 944794.3931
9 | 1084107.6593 | 1077589.2366 | 1060211.6472 | 1132095.1917 | 1157297.7923 | 1171928.6729 | 1199334.629 | 1233231.756 | 1194203.1292 | 1170466.7359 | 1029357.3063 | 1048219.8206
10 | 1133561.8065 | 1132009.625 | 1118936.1915 | 1185534.6771 | 1214350.8508 | 1235929.3479 | 1264459.3569 | 1299808.2319 | 1263414.8104 | 1234915.494 | 1090215.7042 | 1098595.0827
11 | 1169824.3165 | 1175381.6384 | 1165177.746 | 1215390.5583 | 1237702.9778 | 1259548.9854 | 1289356.0242 | 1325976.3185 | 1291207.0979 | 1270074.8528 | 1142093.5396 | 1133810.0655
12 | 1178779.0887 | 1193180.0402 | 1186778.0806 | 1228445.7583 | 1250217.5565 | 1270175.7208 | 1302173.006 | 1341514.1593 | 1310008.9479 | 1290149.0927 | 1166786.2958 | 1147018.2883
13 | 1181434.3004 | 1199922.4598 | 1196904.252 | 1235978.9521 | 1257419.127 | 1274608.4771 | 1306580.1573 | 1348472.5323 | 1324878.0792 | 1304645.3952 | 1179817.5708 | 1151844.1573
14 | 1183060.7036 | 1204094.7433 | 1202617.6391 | 1241515.5875 | 1264248.5847 | 1282059.6021 | 1315664.0504 | 1357248.5968 | 1335291.8604 | 1312663.8831 | 1184681.0667 | 1151726.8004
15 | 1178350.9819 | 1202129.5826 | 1202058.0585 | 1230658.4396 | 1254275.2198 | 1272999.5854 | 1304869.1391 | 1343824.3065 | 1321836.8417 | 1298699.6371 | 1179772.5771 | 1143390.6038
16 | 1149868.9315 | 1176850.6987 | 1179553.4798 | 1196416.4646 | 1218797.0887 | 1244945.7417 | 1283186.6694 | 1313504.746 | 1281290.3271 | 1253886.7379 | 1146948.2333 | 1109279.2631
17 | 1101542.8145 | 1126600.8259 | 1136226.7843 | 1127760.4333 | 1146308.1371 | 1180118.6625 | 1221460.5242 | 1244342.623 | 1194742.9312 | 1154672.1069 | 1081093.5271 | 1065087.7873
18 | 1028358.8528 | 1036782.5491 | 1039806.377 | 1001690.0208 | 1016951.7802 | 1056652.8979 | 1092179.496 | 1102008.2077 | 1041061.4688 | 1014483.5121 | 1005251.9625 | 997015.8135
19 | 918758.4456 | 921239.4821 | 919846.7782 | 880096.7958 | 888654.8306 | 927407.1729 | 961449.0444 | 968409.0585 | 924864.0479 | 901057.7359 | 897522.5583 | 893664.7349
20 | 844109.8911 | 838222.5826 | 829348.502 | 803703.2438 | 810551.7137 | 840082.8792 | 870212.1653 | 885412.4012 | 847647.2188 | 823374.0181 | 815106.5875 | 821525.2147
21 | 796500.2742 | 784595.1562 | 771042.1169 | 743090.2 | 743385.4798 | 767633.925 | 794625.3952 | 811820.4617 | 780781.2104 | 759927.6452 | 759734.3969 | 776447.3558
22 | 747162.5544 | 732142.75 | 718368.2692 | 663560 | 656289.0837 | 681110.1042 | 705720.1895 | 723453.7137 | 698272.125 | 678593.3044 | 710065.8448 | 731587.1935
23 | 670591.6048 | 654215.0513 | 637844.0071 | 606567.6021 | 603107.1442 | 624075.5125 | 646159.5665 | 663069.3468 | 639263.5021 | 617726.5978 | 629521.4354 | 655406.4012
24 | 629670.9042 | 611500.8214 | 594050.4224 | 572492.7896 | 567014.1139 | 590115.2906 | 609233.252 | 623649.4032 | 605520.4229 | 577256.5444 | 586403.2917 | 615811.5766
kWh/day | 21470530.0827 | 21383906.4699 | 21066006.2238 | 21566502.7875 | 21887439.246 | 22376913.6667 | 23021830.1966 | 23576261.4224 | 22853575.5698 | 22233996.9183 | 20613206.2365 | 20904482.8558
Days/mo | 31 | 28.25 | 31 | 30 | 31 | 30 | 31 | 31 | 30 | 31 | 30 | 31
kWh/mo | 665586432.5625 | 604095357.7737 | 653046192.9375 | 646995083.625 | 678510616.625 | 671307410 | 713676736.0938 | 730864104.0938 | 685607267.0937 | 689253904.4687 | 618396187.0938 | 648038968.5313 | 8005378260.8987
C&I Compressed Air
Source: | Jan: Itron CEUS Website
| 1 | 2 | 3 | 4 | 5 | 6 | 7 | 8 | 9 | 10 | 11 | 12
| Jan | Feb | Mar | Apr | May | Jun | Jul | Aug | Sep | Oct | Nov | Dec
1 | 24316.4463 | 24325.6658 | 24457.178 | 23780.807 | 23800.3609 | 24031.8876 | 24083.7392 | 23981.104 | 23957.1311 | 23860.9249 | 24402.0503 | 24362.9433
2 | 23417.3132 | 23428.5453 | 23523.9441 | 24061.8757 | 24423.5101 | 24625.1545 | 24669.5092 | 24622.2962 | 24575.5908 | 24244.2802 | 23454.1988 | 23490.1979
3 | 24002.353 | 24028.636 | 24143.7143 | 27472.8824 | 28572.8856 | 28573.0801 | 28623.179 | 28779.424 | 28616.2773 | 27891.5642 | 24056.409 | 24079.3157
4 | 27986.8187 | 28077.0835 | 28219.285 | 35846.4983 | 38122.9253 | 37669.9617 | 37957.2295 | 38269.3863 | 37833.2234 | 36786.3061 | 28077.7462 | 28030.7605
5 | 37380.232 | 37503.2893 | 37451.5875 | 51464.6135 | 55349.9536 | 54249.7967 | 54993.8444 | 55480.3218 | 54444.7376 | 53339.2368 | 37172.8837 | 36974.2731
6 | 54147.4675 | 54340.6922 | 54022.143 | 74115.1167 | 78481.2858 | 76450.6116 | 77524.9448 | 78269.91 | 76557.6629 | 76510.5155 | 53355.3957 | 52786.5485
7 | 77230.4286 | 77567.2889 | 77157.105 | 99202.9493 | 103036.6201 | 100142.2124 | 101665.4124 | 102788.5411 | 100194.4113 | 101877.5691 | 75869.5719 | 74478.297
8 | 101582.887 | 102081.3977 | 101419.1835 | 117130.6424 | 118332.3942 | 114898.4073 | 116633.3677 | 118001.8692 | 115076.3132 | 119406.005 | 99479.163 | 97374.6245
9 | 116838.4123 | 117446.9879 | 116561.4235 | 126022.4871 | 125191.9854 | 121522.749 | 123292.9996 | 124812.2636 | 121668.5066 | 127877.2307 | 114248.9587 | 111737.6021
10 | 123597.5115 | 124275.3733 | 123235.1155 | 129537.5247 | 127646.9231 | 123875.0665 | 125622.0011 | 127211.0087 | 124126.0306 | 131159.6929 | 120753.9401 | 118104.9437
11 | 126092.0815 | 126790.7697 | 125689.4966 | 130269.2707 | 127890.6702 | 124020.6805 | 125813.5097 | 127370.8895 | 124344.6367 | 131757.2174 | 123144.9895 | 120475.6908
12 | 126331.0854 | 127009.6918 | 125871.6197 | 130100.8236 | 127631.4719 | 123643.1637 | 125568.8014 | 127040.5808 | 124048.3116 | 131567.9197 | 123307.2757 | 120696.8976
13 | 126072.3746 | 126711.1597 | 125521.762 | 129115.49 | 126444.5573 | 122396.9014 | 124510.5001 | 125811.8921 | 122863.9669 | 130522.4141 | 122948.9453 | 120436.9045
14 | 124907.7205 | 125490.4012 | 124272.861 | 125896.0396 | 122583.5237 | 118598.9384 | 120843.7889 | 121968.0576 | 119214.4586 | 127148.1512 | 121703.8503 | 119326.5066
15 | 121190.7203 | 121686.415 | 120565.4861 | 118014.553 | 113730.1237 | 109928.1113 | 112080.8388 | 113091.5995 | 110655.6654 | 118929.1416 | 118080.2911 | 115905.2645
16 | 112337.4108 | 112736.4648 | 111905.1006 | 102323.2206 | 96525.5639 | 93375.854 | 95130.158 | 95972.8562 | 94135.0997 | 102678.6133 | 109724.7118 | 107730.136
17 | 95210.0735 | 95513.2944 | 95181.7132 | 82539.3923 | 76738.7407 | 74642.284 | 75765.3494 | 76333.9806 | 75203.854 | 82805.982 | 93596.4297 | 91753.9642
18 | 75360.6758 | 75559.8242 | 75852.9943 | 64714.5988 | 59843.1124 | 58464.9195 | 59169.2588 | 59475.1159 | 58945.2283 | 64913.7224 | 74912.4423 | 73220.2876
19 | 58784.4545 | 58883.1431 | 59634.4395 | 51641.5358 | 48085.5805 | 47190.1839 | 47701.6476 | 47815.7283 | 47603.3443 | 51933.9781 | 59242.5271 | 57638.0931
20 | 47218.5783 | 47253.5741 | 48212.5882 | 42598.2732 | 39984.2114 | 39399.6021 | 39777.4791 | 39792.3556 | 39740.6646 | 42945.1711 | 48139.1755 | 46609.1026
21 | 39271.6089 | 39307.2104 | 40271.021 | 36356.0796 | 34416.9993 | 34069.5527 | 34293.9623 | 34252.4796 | 34320.3714 | 36630.4967 | 40339.2152 | 38918.6968
22 | 33828.1648 | 33856.0378 | 34737.6926 | 31466.5149 | 30116.5336 | 29928.0225 | 30093.7664 | 29994.2144 | 30070.5596 | 31706.3777 | 34804.9841 | 33640.7888
23 | 29597.7395 | 29586.9595 | 30190.2131 | 27157.6104 | 26270.2491 | 26316.4355 | 26381.4487 | 26275.6224 | 26316.9906 | 27272.8335 | 30229.9369 | 29436.8361
24 | 25826.4244 | 25835.4937 | 26113.3889 | 24911.5443 | 24726.1078 | 24924.9281 | 24970.3999 | 24871.816 | 24837.1332 | 24996.7656 | 26109.1697 | 25788.4066
kWh/day | 1752528.9827 | 1759295.3993 | 1754211.0565 | 1805740.3439 | 1777946.2898 | 1732938.5049 | 1757167.1362 | 1772283.3135 | 1739350.1697 | 1828762.1098 | 1727154.2617 | 1692997.0818
Days/mo | 31 | 28.25 | 31 | 30 | 31 | 30 | 31 | 31 | 30 | 31 | 30 | 31
kWh/mo | 54328398.4648 | 49700095.0315 | 54380542.75 | 54172210.3184 | 55116334.9824 | 51988155.1484 | 54472181.2207 | 54940782.7188 | 52180505.0898 | 56691625.4043 | 51814627.8496 | 52482909.5352 | 642268368.5139
C&I Retrocommissioning (All Commercial Misc.) | Feb: NOT INCLUDED IN CHARTS AT THIS TIME 09/06/13
Source: | Jan: NRDC China EPP Tool
| 1 | 2 | 3 | 4 | 5 | 6 | 7 | 8 | 9 | 10 | 11 | 12
| Jan | Feb | Mar | Apr | May | Jun | Jul | Aug | Sep | Oct | Nov | Dec |  | Winter | Summer |  | Winter
1 | 0.057186 | 0.056577 | 0.055967 | 0.055357 | 0.054748 | 0.054138 | 0.053529 | 0.054138 | 0.054748 | 0.055357 | 0.055967 | 0.056577 |  | 0.99871 | 0.93483 |  | 0.87096
2 | 0.053916 | 0.053691 | 0.053466 | 0.053242 | 0.053017 | 0.052792 | 0.052567 | 0.052792 | 0.053017 | 0.053242 | 0.053466 | 0.053691 |  | 0.9416 | 0.91804 |  | 0.89449
3 | 0.053004 | 0.053465 | 0.053925 | 0.054385 | 0.054846 | 0.055306 | 0.055767 | 0.055306 | 0.054846 | 0.054385 | 0.053925 | 0.053465 |  | 0.92568 | 0.97392 |  | 1.0222
4 | 0.056214 | 0.057651 | 0.059087 | 0.060524 | 0.061961 | 0.063398 | 0.064834 | 0.063398 | 0.061961 | 0.060524 | 0.059087 | 0.057651 |  | 0.98173 | 1.1323 |  | 1.2828
5 | 0.065517 | 0.068083 | 0.07065 | 0.073216 | 0.075782 | 0.078349 | 0.080915 | 0.078349 | 0.075782 | 0.073216 | 0.07065 | 0.068083 |  | 1.1442 | 1.4131 |  | 1.682
6 | 0.081532 | 0.085405 | 0.089278 | 0.09315 | 0.097023 | 0.1009 | 0.10477 | 0.1009 | 0.097023 | 0.09315 | 0.089278 | 0.085405 |  | 1.4239 | 1.8297 |  | 2.2355
7 | 0.10549 | 0.11012 | 0.11476 | 0.11939 | 0.12403 | 0.12866 | 0.1333 | 0.12866 | 0.12403 | 0.11939 | 0.11476 | 0.11012 |  | 1.8422 | 2.3279 |  | 2.8136
8 | 0.13429 | 0.13737 | 0.14046 | 0.14354 | 0.14662 | 0.14971 | 0.15279 | 0.14971 | 0.14662 | 0.14354 | 0.14046 | 0.13737 |  | 2.3453 | 2.6683 |  | 2.9914
9 | 0.15438 | 0.15598 | 0.15758 | 0.15918 | 0.16078 | 0.16238 | 0.16398 | 0.16238 | 0.16078 | 0.15918 | 0.15758 | 0.15598 |  | 2.696 | 2.8638 |  | 3.0316
10 | 0.16566 | 0.16594 | 0.16622 | 0.1665 | 0.16679 | 0.16707 | 0.16735 | 0.16707 | 0.16679 | 0.1665 | 0.16622 | 0.16594 |  | 2.8931 | 2.9226 |  | 2.9522
11 | 0.16936 | 0.16935 | 0.16935 | 0.16934 | 0.16933 | 0.16932 | 0.16931 | 0.16932 | 0.16933 | 0.16934 | 0.16935 | 0.16935 |  | 2.9578 | 2.9569 |  | 2.9561
12 | 0.17132 | 0.17092 | 0.17051 | 0.17011 | 0.16971 | 0.16931 | 0.1689 | 0.16931 | 0.16971 | 0.17011 | 0.17051 | 0.17092 |  | 2.9919 | 2.9498 |  | 2.9076
13 | 0.17074 | 0.17022 | 0.16969 | 0.16916 | 0.16863 | 0.16811 | 0.16758 | 0.16811 | 0.16863 | 0.16916 | 0.16969 | 0.17022 |  | 2.9819 | 2.9266 |  | 2.8714
14 | 0.16913 | 0.16837 | 0.16762 | 0.16686 | 0.1661 | 0.16535 | 0.16459 | 0.16535 | 0.1661 | 0.16686 | 0.16762 | 0.16837 |  | 2.9537 | 2.8745 |  | 2.7952
15 | 0.16574 | 0.16459 | 0.16343 | 0.16228 | 0.16112 | 0.15996 | 0.15881 | 0.15996 | 0.16112 | 0.16228 | 0.16343 | 0.16459 |  | 2.8946 | 2.7735 |  | 2.6524
16 | 0.15967 | 0.15777 | 0.15587 | 0.15398 | 0.15208 | 0.15019 | 0.14829 | 0.15019 | 0.15208 | 0.15398 | 0.15587 | 0.15777 |  | 2.7884 | 2.5898 |  | 2.3912
17 | 0.14878 | 0.1463 | 0.14382 | 0.14134 | 0.13886 | 0.13638 | 0.13389 | 0.13638 | 0.13886 | 0.14134 | 0.14382 | 0.1463 |  | 2.5983 | 2.3384 |  | 2.0784
18 | 0.13426 | 0.13149 | 0.12871 | 0.12594 | 0.12317 | 0.1204 | 0.11762 | 0.1204 | 0.12317 | 0.12594 | 0.12871 | 0.13149 |  | 2.3447 | 2.0542 |  | 1.7637
19 | 0.11816 | 0.11591 | 0.11367 | 0.11143 | 0.10918 | 0.10694 | 0.1047 | 0.10694 | 0.10918 | 0.11143 | 0.11367 | 0.11591 |  | 2.0635 | 1.8285 |  | 1.5934
20 | 0.10535 | 0.10326 | 0.10117 | 0.099084 | 0.096997 | 0.094909 | 0.092822 | 0.094909 | 0.096997 | 0.099084 | 0.10117 | 0.10326 |  | 1.8398 | 1.6211 |  | 1.4023
21 | 0.093409 | 0.091226 | 0.089044 | 0.086862 | 0.084679 | 0.082497 | 0.080314 | 0.082497 | 0.084679 | 0.086862 | 0.089044 | 0.091226 |  | 1.6313 | 1.4026 |  | 1.1739
22 | 0.080854 | 0.079236 | 0.077618 | 0.076 | 0.074381 | 0.072763 | 0.071145 | 0.072763 | 0.074381 | 0.076 | 0.077618 | 0.079236 |  | 1.412 | 1.2425 |  | 1.0729
23 | 0.07148 | 0.069997 | 0.068514 | 0.067032 | 0.065549 | 0.064066 | 0.062584 | 0.064066 | 0.065549 | 0.067032 | 0.068514 | 0.069997 |  | 1.2483 | 1.093 |  | 0.93761
24 | 0.063058 | 0.062022 | 0.060987 | 0.059951 | 0.058916 | 0.05788 | 0.056845 | 0.05788 | 0.058916 | 0.059951 | 0.060987 | 0.062022 |  | 1.1012 | 0.99274 |  | 0.88424
kWh/day | 2.7485 | 2.7449 | 2.7414 | 2.7379 | 2.7343 | 2.7308 | 2.7272 | 2.7308 | 2.7343 | 2.7379 | 2.7414 | 2.7449 |  | 48 | 47.6286 |  | 47.2571
Days/mo | 31 | 28.25 | 31 | 30 | 31 | 30 | 31 | 31 | 30 | 31 | 30 | 31 |  | 182.625 | 182.625 |  | 182.625
kWh/mo | 85.203 | 77.5446 | 84.9833 | 82.1355 | 84.7635 | 81.9228 | 84.5437 | 84.6536 | 82.0292 | 84.8734 | 82.2419 | 85.0932 | 999.9876 | 8766 | 8698.1659 | 17464.1659 | 8630.3319
C&I Data Centers (All Commercial Office Equipment) | Feb: NOT INCLUDED IN CHARTS AT THIS TIME 09/06/13
Source: | Jan: NRDC China EPP Tool
| 1 | 2 | 3 | 4 | 5 | 6 | 7 | 8 | 9 | 10 | 11 | 12
| Jan | Feb | Mar | Apr | May | Jun | Jul | Aug | Sep | Oct | Nov | Dec |  | Winter | Summer |  | Winter
1 | 0.066137 | 0.066003 | 0.06587 | 0.065736 | 0.065602 | 0.065468 | 0.065335 | 0.065468 | 0.065602 | 0.065736 | 0.06587 | 0.066003 |  | 1.1553 | 1.1413 |  | 1.1273
2 | 0.065684 | 0.065651 | 0.065619 | 0.065586 | 0.065554 | 0.065521 | 0.065489 | 0.065521 | 0.065554 | 0.065586 | 0.065619 | 0.065651 |  | 1.1474 | 1.144 |  | 1.1406
3 | 0.065839 | 0.066079 | 0.066319 | 0.066559 | 0.066799 | 0.067039 | 0.067279 | 0.067039 | 0.066799 | 0.066559 | 0.066319 | 0.066079 |  | 1.1501 | 1.1753 |  | 1.2004
4 | 0.067631 | 0.068267 | 0.068903 | 0.069539 | 0.070175 | 0.070811 | 0.071447 | 0.070811 | 0.070175 | 0.069539 | 0.068903 | 0.068267 |  | 1.1814 | 1.2481 |  | 1.3148
5 | 0.071795 | 0.07352 | 0.075244 | 0.076969 | 0.078694 | 0.080418 | 0.082143 | 0.080418 | 0.078694 | 0.076969 | 0.075244 | 0.07352 |  | 1.2542 | 1.4349 |  | 1.6157
6 | 0.082433 | 0.085972 | 0.089512 | 0.093051 | 0.096591 | 0.10013 | 0.10367 | 0.10013 | 0.096591 | 0.093051 | 0.089512 | 0.085972 |  | 1.44 | 1.811 |  | 2.182
7 | 0.1039 | 0.10857 | 0.11324 | 0.1179 | 0.12257 | 0.12724 | 0.13191 | 0.12724 | 0.12257 | 0.1179 | 0.11324 | 0.10857 |  | 1.8151 | 2.3042 |  | 2.7934
8 | 0.13224 | 0.13595 | 0.13966 | 0.14337 | 0.14707 | 0.15078 | 0.15449 | 0.15078 | 0.14707 | 0.14337 | 0.13966 | 0.13595 |  | 2.3101 | 2.6988 |  | 3.0874
9 | 0.15538 | 0.15755 | 0.15972 | 0.16189 | 0.16407 | 0.16624 | 0.16841 | 0.16624 | 0.16407 | 0.16189 | 0.15972 | 0.15755 |  | 2.7144 | 2.9419 |  | 3.1693
10 | 0.17013 | 0.1708 | 0.17146 | 0.17212 | 0.17278 | 0.17344 | 0.1741 | 0.17344 | 0.17278 | 0.17212 | 0.17146 | 0.1708 |  | 2.9721 | 3.0414 |  | 3.1107
11 | 0.17608 | 0.17594 | 0.1758 | 0.17566 | 0.17551 | 0.17537 | 0.17523 | 0.17537 | 0.17551 | 0.17566 | 0.1758 | 0.17594 |  | 3.076 | 3.0611 |  | 3.0462
12 | 0.17723 | 0.17686 | 0.17649 | 0.17613 | 0.17576 | 0.1754 | 0.17503 | 0.1754 | 0.17576 | 0.17613 | 0.17649 | 0.17686 |  | 3.0959 | 3.0576 |  | 3.0192
13 | 0.17706 | 0.17634 | 0.17561 | 0.17489 | 0.17417 | 0.17344 | 0.17272 | 0.17344 | 0.17417 | 0.17489 | 0.17561 | 0.17634 |  | 3.093 | 3.0172 |  | 2.9414
14 | 0.17455 | 0.17344 | 0.17233 | 0.17122 | 0.17011 | 0.169 | 0.16789 | 0.169 | 0.17011 | 0.17122 | 0.17233 | 0.17344 |  | 3.0491 | 2.9329 |  | 2.8167
15 | 0.16923 | 0.16737 | 0.1655 | 0.16364 | 0.16178 | 0.15991 | 0.15805 | 0.15991 | 0.16178 | 0.16364 | 0.1655 | 0.16737 |  | 2.9562 | 2.761 |  | 2.5657
16 | 0.15893 | 0.15611 | 0.1533 | 0.15048 | 0.14766 | 0.14485 | 0.14203 | 0.14485 | 0.14766 | 0.15048 | 0.1533 | 0.15611 |  | 2.7763 | 2.4811 |  | 2.186
17 | 0.14269 | 0.13863 | 0.13457 | 0.13051 | 0.12645 | 0.12239 | 0.11832 | 0.12239 | 0.12645 | 0.13051 | 0.13457 | 0.13863 |  | 2.4927 | 2.067 |  | 1.6413
18 | 0.11896 | 0.11533 | 0.11171 | 0.10808 | 0.10445 | 0.10083 | 0.097199 | 0.10083 | 0.10445 | 0.10808 | 0.11171 | 0.11533 |  | 2.0781 | 1.698 |  | 1.3178
19 | 0.097812 | 0.095658 | 0.093504 | 0.091351 | 0.089197 | 0.087043 | 0.084889 | 0.087043 | 0.089197 | 0.091351 | 0.093504 | 0.095658 |  | 1.7087 | 1.4829 |  | 1.2572
20 | 0.085508 | 0.084227 | 0.082946 | 0.081665 | 0.080384 | 0.079103 | 0.077823 | 0.079103 | 0.080384 | 0.081665 | 0.082946 | 0.084227 |  | 1.4937 | 1.3595 |  | 1.2252
21 | 0.078424 | 0.077445 | 0.076466 | 0.075486 | 0.074507 | 0.073528 | 0.072548 | 0.073528 | 0.074507 | 0.075486 | 0.076466 | 0.077445 |  | 1.37 | 1.2673 |  | 1.1647
22 | 0.073095 | 0.072456 | 0.071817 | 0.071178 | 0.070539 | 0.069901 | 0.069262 | 0.069901 | 0.070539 | 0.071178 | 0.071817 | 0.072456 |  | 1.2769 | 1.2099 |  | 1.143
23 | 0.069724 | 0.069252 | 0.06878 | 0.068309 | 0.067837 | 0.067365 | 0.066893 | 0.067365 | 0.067837 | 0.068309 | 0.06878 | 0.069252 |  | 1.218 | 1.1685 |  | 1.1191
24 | 0.067279 | 0.06703 | 0.066782 | 0.066533 | 0.066284 | 0.066035 | 0.065786 | 0.066035 | 0.066284 | 0.066533 | 0.066782 | 0.06703 |  | 1.1753 | 1.1492 |  | 1.1231
kWh/day | 2.7478 | 2.7445 | 2.7412 | 2.7379 | 2.7346 | 2.7312 | 2.7279 | 2.7312 | 2.7346 | 2.7379 | 2.7412 | 2.7445 |  | 48 | 47.6541 |  | 47.3081
Days/mo | 31 | 28.25 | 31 | 30 | 31 | 30 | 31 | 31 | 30 | 31 | 30 | 31 |  | 182.625 | 182.625 |  | 182.625
kWh/mo | 85.1803 | 77.5308 | 84.9757 | 82.1355 | 84.7711 | 81.9375 | 84.5664 | 84.6687 | 82.0365 | 84.8734 | 82.2345 | 85.078 | 999.9884 | 8766 | 8702.8221 | 17468.8221 | 8639.6442
C&I Other
Source: | Jan: Itron CEUS Website
| 1 | 2 | 3 | 4 | 5 | 6 | 7 | 8 | 9 | 10 | 11 | 12
| Jan | Feb | Mar | Apr | May | Jun | Jul | Aug | Sep | Oct | Nov | Dec
1 | 241037.9385 | 241336.1685 | 239729.5055 | 228454.1396 | 226036.6608 | 226262.4198 | 225476.7344 | 225779.2722 | 226885.1052 | 229518.623 | 240800.012 | 240177.2586
2 | 227743.9471 | 227996.4609 | 226467.7324 | 222760.9729 | 222232.6099 | 222325.651 | 221452.0474 | 221737.5837 | 223053.5063 | 224177.8322 | 227513.3177 | 227024.6724
3 | 223980.3564 | 224289.534 | 222769.2606 | 231703.3615 | 234695.8659 | 234273.1891 | 233364.0761 | 233990.8881 | 235359.6953 | 234354.4788 | 223738.2365 | 223312.3684
4 | 236194.7308 | 236706.2662 | 235020.6497 | 260729.4526 | 268561.6724 | 266895.6068 | 266327.4546 | 267447.8296 | 268533.262 | 265466.9824 | 236021.6286 | 235352.1643
5 | 270713.628 | 271535.3465 | 268541.2233 | 314329.7198 | 327655.2893 | 324006.3615 | 324290.2097 | 326023.1079 | 325911.724 | 321368.4521 | 269367.7146 | 268451.7092
6 | 328924.7692 | 330041.0279 | 325856.8266 | 396522.0021 | 415211.9183 | 408750.675 | 410540.495 | 413119.8831 | 410933.4781 | 405913.7853 | 325651.5708 | 323935.2641
7 | 415965.4385 | 417576.4821 | 411986.3387 | 498310.8135 | 519272.0252 | 508706.8385 | 511623.3478 | 515475.1038 | 510707.775 | 508769.0413 | 409409.5844 | 406784.0998
8 | 518676.7319 | 521240.8359 | 513499.7954 | 579220.6031 | 591997.5756 | 578500.2594 | 581143.7419 | 586272.5363 | 581312.101 | 588036.379 | 507919.7083 | 504277.2157
9 | 591396.1764 | 594809.8694 | 584928.744 | 629733.1344 | 635063.9173 | 619202.1375 | 621032.8034 | 627436.9204 | 623883.85 | 637468.0978 | 577308.7698 | 573101.2268
10 | 632347.3518 | 636350.5078 | 626667.3004 | 651901.6104 | 650688.2278 | 634170.6937 | 635142.9556 | 642333.254 | 640259.2292 | 658357.124 | 617198.525 | 611740.494
11 | 648320.1532 | 652527.6585 | 642605.1956 | 660881.0344 | 657799.9718 | 641212.4448 | 642785.3014 | 649867.7157 | 647684.5354 | 666855.9204 | 632774.2354 | 627198.1764
12 | 655857.5171 | 659959.8404 | 649902.1089 | 659906.6417 | 654709.2923 | 638306.4021 | 640957.5736 | 647360.5968 | 644644.9406 | 665227.5847 | 639834.0312 | 634672.1956
13 | 653073.8871 | 656826.9754 | 646746.1149 | 653238.5 | 647407.4688 | 631385.0917 | 635261.9798 | 640610.8659 | 637186.4208 | 658328.5554 | 636845.0302 | 632142.7671
14 | 645835.6683 | 649152.3683 | 638936.7379 | 641618.7031 | 635181.872 | 620559.1698 | 625423.1683 | 629693.1331 | 625283.1562 | 646665.7258 | 629578.8 | 625440.871
15 | 633741.0877 | 636613.7288 | 626633.7722 | 621337.7719 | 613534.2319 | 600471.3115 | 606125.8468 | 609625.0948 | 605052.7229 | 626431.119 | 618034.275 | 614477.9385
16 | 612661.5413 | 614949.5759 | 605244.9577 | 587677.149 | 577447.5837 | 566465.8708 | 571310.7258 | 574122.623 | 570158.9583 | 591426.6734 | 598186.5823 | 595056.2429
17 | 575824.2601 | 577928.8013 | 569975.1905 | 541083.1677 | 528903.4768 | 520470.1333 | 524237.2752 | 526447.1895 | 523768.0125 | 543855.6129 | 563904.8875 | 560950.0091
18 | 527740.3266 | 529365.8616 | 523274.0141 | 486376.2229 | 473638.6704 | 468030.0927 | 470006.9254 | 471710.8821 | 470690.5667 | 488403.4798 | 519326.999 | 516437.8881
19 | 473740.3165 | 475134.1172 | 470220.9022 | 436244.9604 | 426026.4788 | 421903.0281 | 423331.7742 | 424471.0635 | 424550.475 | 438830.4042 | 468665.0938 | 465909.5706
20 | 427268.7319 | 428071.1127 | 423835.3317 | 390503.2094 | 381488.1583 | 378308.2188 | 378789.5464 | 379756.9022 | 380474.5938 | 392945.3639 | 423828.9 | 421575.4002
21 | 382303.3972 | 383156.9989 | 379690.2853 | 342527.8531 | 332978.0454 | 331034.7406 | 330920.9567 | 331801.1048 | 332484.1427 | 344363.2641 | 380419.2167 | 378144.2581
22 | 333919.5474 | 334712.1083 | 331977.6321 | 303188.374 | 296609.6583 | 295582.5552 | 295151.6149 | 295642.5333 | 296463.5781 | 304910.3821 | 333137.2021 | 331172.371
23 | 297104.3206 | 297736.5011 | 295441.1633 | 268704.4625 | 262545.4904 | 262226.8573 | 261541.188 | 262039.7581 | 262918.4531 | 269849.8448 | 296676.1312 | 294983.3684
24 | 264128.6472 | 264632.8549 | 262301.2288 | 243649.7812 | 239408.6986 | 239704.6812 | 238991.3493 | 239444.619 | 240373.6458 | 244692.1205 | 263643.4688 | 262701.9098
kWh/day | 10818500.4708 | 10862651.0028 | 10722252.0116 | 10850603.6411 | 10819094.8599 | 10638754.4302 | 10675229.0917 | 10742210.4607 | 10708573.9281 | 10956216.8468 | 10639783.9208 | 10575019.44
Days/mo | 31 | 28.25 | 31 | 30 | 31 | 30 | 31 | 31 | 30 | 31 | 30 | 31
kWh/mo | 335373514.5937 | 306869890.8288 | 332389812.3594 | 325518109.2344 | 335391940.6562 | 319162632.9062 | 330932101.8437 | 333008524.2813 | 321257217.8438 | 339642722.25 | 319193517.625 | 327825602.6406 | 3926565587.0632

## EVT 2012 Savings by End Use
Efficiency Vermont Actual 2012 Savings By End Use
Actuals as Reported |  |  |  |  | Actuals Consolidated
Sector/End Use |  | Net Annual Savings (MWh) | # of Participants | kWh per participant |  |  | Annual Savings (MWh)
Residential |  |  |  |  | Residential
| Air Conditioning | 113 | 1019 | 110.893 |  | A/C | 113
| Cooking & Laundry | 1619 | 4846 | 334.09 |  | Cooking & Laundry | 1619
| Electronics | 2836 | 3528 | 803.8549 |  | Electronics | 2836
| Hot Water | 533 | 1572 | 339.0585 |  | Lighting | 34340
| Hot Water Fuel Switch | 385 | 135 | 2851.8519 |  | Refrig | 1531
| Lighting | 34340 | 31254 | 1098.7394 |  | Space Heating | 813
| Motors | 110 | 272 | 404.4118 |  | Water Heating | 918
| Other Fuel Switch | 115 | 251 | 458.1673 |  | Other | 421
| Other Indirect Activity | 0 | 56 | 0 |  |  | 42591
| Refrigeration | 1531 | 3900 | 392.5641
| Space Heating | 619 | 777 | 796.6538
| Space Heating Fuel Switch | 194 | 43 | 4511.6279
| Ventilation | 196 | 1187 | 165.1222
42591
from EVT 2012 Annual Report, table 2.17
Commercial & Industrial
| Air Conditioning | 3432 | 177 | 19389.8305 | C&I
| Cooking and Laundry | 79 | 13 | 6076.9231 |  | A/C | 3432
| Design Assistance | 1050 | 122 | 8606.5574 |  | Hot Water | 139
| Electronics | 124 | 3 | 41333.3333 |  | Industrial Process | 10117
| Hot Water | 34 | 16 | 2125 |  | Lighting | 42027
| Hot Water Fuel Switch | 87 | 3 | 29000 |  | Motors | 8150
| Industrial Process | 10117 | 72 | 140513.8889 |  | Refrigeration | 2578
| Lighting | 42027 | 2579 | 16295.8511 |  | Space Heating | 476
| Motors | 8150 | 133 | 61278.1955 |  | Ventilation | 981
| Other EE | 1553 | 752 | 2065.1596 |  | Other | 2891
| Other Fuel Switch | 85 | 4 | 21250 |  |  | 70791
| Other Indirect | 0 | 5 | 0
| Refrigeration | 2578 | 146 | 17657.5342
| Space Heating | 476 | 112 | 4250
| Space Heating Fuel Switch | 0 | 1 | 0
| Ventilation | 981 | 73 | 13438.3562
| Water Conservation | 18 | 1 | 18000
70791
from EVT 2012 Annual Report, table 2.15